## MachineTypes
Machine | Usable_TB | Usable_HIV | Capacity_Day | Processing_Cost_PerSampleVariable_TB | Processing_Cost_PerSampleVariable_HIV | Processing_Cost_AnnualFixed | FTE_Laboratory Technologist | FTE_Microbiologist | FTE_Janitor | FTE_Laboratory Assistant | FTE_Nurse | FTE_Technician | FTE_Doctor | FTE_Other | Rental_MinAnnualTests | Processing_Cost_PerSampleVariable_TB_Rented | Processing_Cost_PerSampleVariable_HIV_Rented | Cost_Year
Abbott m2000 Realtime System 96 | 1 | 1 | 96 | 19.96 | 26.9 | 47293.98 | 0.2 |  |  | 0.8 |  | 1 |  |  | 0 |  |  | 2022
Abbott mPIMA | 0 | 1 | 7 |  | 29.89 | 4888.71 | 0.7 | [7 empty] | 0 |  |  | 2022
BD Max System | 1 | 0 | 48 | 33.96 |  | 34461.88 | 1 | 0.1 | [6 empty] | 0 |  |  | 2022
Biocentric Fluorocycler System | 1 | 1 | 96 | 18.82 | 17.45 | 15659.97 | 0.2 |  |  | 0.8 |  | 1 |  |  | 0 |  |  | 2022
BioMerieux NucliSENS EasyMag System | 0 | 1 | 128 |  | 27.68 | 38718.72 | 0.2 |  |  | 0.8 |  | 1 |  |  | 0 |  |  | 2022
Bioneer ExiStation System | 1 | 1 | 144 | 5.48 | 10.42 | 27251.23 | 0.2 |  |  | 0.8 |  | 1 |  |  | 0 |  |  | 2022
Bio-Rad BioPlex 2200 System | 0 | 1 | 2200 |  | 10.13 | 84066.39 | 0.4 |  |  | 1.6 |  | 2 |  |  | 0 |  |  | 2022
Cavidi ExaVir Load | 0 | 1 | 0 |  | 12.99 | 1271.49 | 1 | 0.1 | [6 empty] | 0 |  |  | 2022
Cepheid GX Edge System | 1 | 1 | 6 | 10.08 | 14.9 | 1874.17 | 0.7 | [7 empty] | 0 |  |  | 2022
Cepheid GX II, 1 module, 10C | 1 | 1 | 6 | 10.08 | 14.9 | 2501.69 | 1 | 0.1 | [6 empty] | 0 |  |  | 2022
Cepheid GX II, 1 module, 6C | 1 | 1 | 6 | 10.08 | 14.9 | 2126.69 | 1 | 0.1 | [6 empty] | 0 |  |  | 2022
Cepheid GX II, 2 modules, 10C | 1 | 1 | 12 | 10.08 | 14.9 | 2966.48 | 1 | 0.1 | [6 empty] | 0 |  |  | 2022
Cepheid GX II, 2 modules, 6C | 1 | 1 | 12 | 10.08 | 14.9 | 2765.44 | 1 | 0.1 | [6 empty] | 0 |  |  | 2022
Cepheid GX Infinity-48s | 1 | 1 | 256 | 10.08 | 14.9 | 23252.65 | 0.2 |  |  | 0.8 |  | 1 |  |  | 0 |  |  | 2022
Cepheid GX Infinity-80 | 1 | 1 | 426 | 10.08 | 14.9 | 41649.64 | 0.2 |  |  | 0.8 |  | 1 |  |  | 0 |  |  | 2022
Cepheid GX IV, 2 modules, 10C | 1 | 1 | 12 | 10.08 | 14.9 | 2778.82 | 1 | 0.1 | [6 empty] | 0 |  |  | 2022
Cepheid GX IV, 2 modules, 6C | 1 | 1 | 12 | 10.08 | 14.9 | 2778.82 | 1 | 0.1 | [6 empty] | 0 |  |  | 2022
Cepheid GX IV, 4 modules, 10C | 1 | 1 | 24 | 10.08 | 14.9 | 3550.35 | 1 | 0.1 | [6 empty] | 0 |  |  | 2022
Cepheid GX IV, 4 modules, 6C | 1 | 1 | 24 | 10.08 | 14.9 | 3487 | 1 | 0.1 | [6 empty] | 0 |  |  | 2022
Cepheid GX XVI, 12 modules, 6C | 1 | 1 | 72 | 10.08 | 14.9 | 11724.51 | 1 | 0.1 | [6 empty] | 0 |  |  | 2022
Cepheid GX XVI, 16 modules, 10C | 1 | 1 | 96 | 10.08 | 14.9 | 13454.14 | 1 | 0.1 | [6 empty] | 0 |  |  | 2022
Cepheid GX XVI, 16 modules, 6C | 1 | 1 | 96 | 10.08 | 14.9 | 13454.14 | 1 | 0.1 | [6 empty] | 0 |  |  | 2022
Cepheid GX XVI, 8 modules, 10C | 1 | 1 | 48 | 10.08 | 14.9 | 9901.96 | 1 | 0.1 | [6 empty] | 0 |  | 15.18 | 2022
Cepheid GX XVI, 8 modules, 6C | 1 | 1 | 48 | 10.08 | 14.9 | 9901.96 | 1 | 0.1 | [6 empty] | 0 |  | 15.18 | 2022
DRW SAMBA I | 0 | 1 | 20 |  | 35.71 | 9784.33 | 1 | 0.1 | [6 empty] | 0 |  | 15.18 | 2022
DRW SAMBA II | 0 | 1 | 20 |  | 35.71 | 4813.99 | 1 | 0.1 | [6 empty] | 0 |  | 15.18 | 2022
Hologic Panther System | 0 | 1 | 324 |  | 9.78 | 54461.95 | 0.2 |  |  | 0.8 |  | 1 |  |  | 0 |  | 15.18 | 2022
Molbio Truelab Duo | 1 | 1 | 24 | 12.8 | 20.75 | 2932.5 | 1 | 0.1 | [6 empty] | 0 |  |  | 2022
Molbio Truelab Quattro | 1 | 1 | 48 | 12.8 | 20.75 | 3432.5 | 1 | 0.1 | [6 empty] | 0 |  |  | 2022
Molbio Truelab Uno | 1 | 1 | 12 | 12.8 | 20.75 | 2432.5 | 1 | 0.1 | [6 empty] | 0 |  |  | 2022
Roche CAP/CTM 48 System | 1 | 1 | 110 | 9.71 | 10.8 | 46457.04 | 0.2 |  |  | 0.8 |  | 1 |  |  | 9000 |  |  | 2022
Roche CAP/CTM 96 System | 1 | 1 | 219 | 9.71 | 10.8 | 46457.04 | 0.2 |  |  | 0.8 |  | 1 |  |  | 17000 |  |  | 2022
Roche COBAS 4800 System | 1 | 1 | 192 | 11.05 | 11.69 | 39848.98 | 0.2 |  |  | 0.8 |  | 1 |  |  | 24000 |  |  | 2022
Roche COBAS 6800 System | 1 | 1 | 384 | 9.79 | 10.61 | 105929.58 | 0.2 |  |  | 0.8 |  | 1 |  |  | 72000 |  |  | 2022
Roche COBAS 8800 System | 1 | 1 | 960 | 9.79 | 10.61 | 188687.06 | 0.4 |  |  | 1.6 |  | 2 |  |  | 144000 |  |  | 2022
Sacace SaCycler-96- 96 System | 1 | 1 | 256 | 18.84 | 32.93 | 10545.9 | 0.2 |  |  | 0.8 |  | 1 |  |  | 0 |  |  | 2022
Siemens VERSANT kPCR System | 0 | 1 | 192 |  | 70.21 | 60111.61 | 0.2 |  |  | 0.8 |  | 1 |  |  | 0 |  |  | 2022

## StaffCost
iso3 | Position | AnnualSalaryUSD | Year | Notes | Source | Complete
AFG | Laboratory Technologist | 5531.9542 | 2023 |  | Average of values from BGD, CMR, COD, GMB, GNB, IDN, LBR, MOZ, NER, PHL, TGO
AFG | Microbiologist | 14227.5785 | 2023 |  | Average of values from BGD, CMR, COD, GMB, GNB, IDN, LBR, MOZ, NER, PHL, TGO
AFG | Janitor | 2618.1025 | 2023 |  | Average of values from BGD, CMR, COD, GMB, GNB, IDN, LBR, MOZ, NER, PHL, TGO
AFG | Laboratory Assistant | 4896.8851 | 2023 |  | Average of values from BGD, CMR, COD, GMB, GNB, IDN, LBR, MOZ, NER, PHL, TGO
AFG | Nurse | 5842.1327 | 2023 |  | Average of values from BGD, CMR, COD, GMB, GNB, IDN, LBR, MOZ, NER, PHL, TGO
AFG | Technician | 4796.3033 | 2023 |  | Average of values from BGD, CMR, COD, GMB, GNB, IDN, LBR, MOZ, NER, PHL, TGO
AFG | Doctor | 15582.9184 | 2023 |  | Average of values from BGD, CMR, COD, GMB, GNB, IDN, LBR, MOZ, NER, PHL, TGO
AFG | Other | 7465.1964 | 2023 |  | Average of values from BGD, CMR, COD, GMB, GNB, IDN, LBR, MOZ, NER, PHL, TGO
DZA | Laboratory Technologist | 5531.9542 | 2023 |  | Average of values from BGD, CMR, COD, GMB, GNB, IDN, LBR, MOZ, NER, PHL, TGO
DZA | Microbiologist | 14227.5785 | 2023 |  | Average of values from BGD, CMR, COD, GMB, GNB, IDN, LBR, MOZ, NER, PHL, TGO
DZA | Janitor | 2618.1025 | 2023 |  | Average of values from BGD, CMR, COD, GMB, GNB, IDN, LBR, MOZ, NER, PHL, TGO
DZA | Laboratory Assistant | 4896.8851 | 2023 |  | Average of values from BGD, CMR, COD, GMB, GNB, IDN, LBR, MOZ, NER, PHL, TGO
DZA | Nurse | 5842.1327 | 2023 |  | Average of values from BGD, CMR, COD, GMB, GNB, IDN, LBR, MOZ, NER, PHL, TGO
DZA | Technician | 4796.3033 | 2023 |  | Average of values from BGD, CMR, COD, GMB, GNB, IDN, LBR, MOZ, NER, PHL, TGO
DZA | Doctor | 15582.9184 | 2023 |  | Average of values from BGD, CMR, COD, GMB, GNB, IDN, LBR, MOZ, NER, PHL, TGO
DZA | Other | 7465.1964 | 2023 |  | Average of values from BGD, CMR, COD, GMB, GNB, IDN, LBR, MOZ, NER, PHL, TGO
AGO | Laboratory Technologist | 5531.9542 | 2023 |  | Average of values from BGD, CMR, COD, GMB, GNB, IDN, LBR, MOZ, NER, PHL, TGO
AGO | Microbiologist | 14227.5785 | 2023 |  | Average of values from BGD, CMR, COD, GMB, GNB, IDN, LBR, MOZ, NER, PHL, TGO
AGO | Janitor | 2618.1025 | 2023 |  | Average of values from BGD, CMR, COD, GMB, GNB, IDN, LBR, MOZ, NER, PHL, TGO
AGO | Laboratory Assistant | 4896.8851 | 2023 |  | Average of values from BGD, CMR, COD, GMB, GNB, IDN, LBR, MOZ, NER, PHL, TGO
AGO | Nurse | 5842.1327 | 2023 |  | Average of values from BGD, CMR, COD, GMB, GNB, IDN, LBR, MOZ, NER, PHL, TGO
AGO | Technician | 4796.3033 | 2023 |  | Average of values from BGD, CMR, COD, GMB, GNB, IDN, LBR, MOZ, NER, PHL, TGO
AGO | Doctor | 15582.9184 | 2023 |  | Average of values from BGD, CMR, COD, GMB, GNB, IDN, LBR, MOZ, NER, PHL, TGO
AGO | Other | 7465.1964 | 2023 |  | Average of values from BGD, CMR, COD, GMB, GNB, IDN, LBR, MOZ, NER, PHL, TGO
ARM | Laboratory Technologist | 5531.9542 | 2023 |  | Average of values from BGD, CMR, COD, GMB, GNB, IDN, LBR, MOZ, NER, PHL, TGO
ARM | Microbiologist | 14227.5785 | 2023 |  | Average of values from BGD, CMR, COD, GMB, GNB, IDN, LBR, MOZ, NER, PHL, TGO
ARM | Janitor | 2618.1025 | 2023 |  | Average of values from BGD, CMR, COD, GMB, GNB, IDN, LBR, MOZ, NER, PHL, TGO
ARM | Laboratory Assistant | 4896.8851 | 2023 |  | Average of values from BGD, CMR, COD, GMB, GNB, IDN, LBR, MOZ, NER, PHL, TGO
ARM | Nurse | 5842.1327 | 2023 |  | Average of values from BGD, CMR, COD, GMB, GNB, IDN, LBR, MOZ, NER, PHL, TGO
ARM | Technician | 4796.3033 | 2023 |  | Average of values from BGD, CMR, COD, GMB, GNB, IDN, LBR, MOZ, NER, PHL, TGO
ARM | Doctor | 15582.9184 | 2023 |  | Average of values from BGD, CMR, COD, GMB, GNB, IDN, LBR, MOZ, NER, PHL, TGO
ARM | Other | 7465.1964 | 2023 |  | Average of values from BGD, CMR, COD, GMB, GNB, IDN, LBR, MOZ, NER, PHL, TGO
AZE | Laboratory Technologist | 5531.9542 | 2023 |  | Average of values from BGD, CMR, COD, GMB, GNB, IDN, LBR, MOZ, NER, PHL, TGO
AZE | Microbiologist | 14227.5785 | 2023 |  | Average of values from BGD, CMR, COD, GMB, GNB, IDN, LBR, MOZ, NER, PHL, TGO
AZE | Janitor | 2618.1025 | 2023 |  | Average of values from BGD, CMR, COD, GMB, GNB, IDN, LBR, MOZ, NER, PHL, TGO
AZE | Laboratory Assistant | 4896.8851 | 2023 |  | Average of values from BGD, CMR, COD, GMB, GNB, IDN, LBR, MOZ, NER, PHL, TGO
AZE | Nurse | 5842.1327 | 2023 |  | Average of values from BGD, CMR, COD, GMB, GNB, IDN, LBR, MOZ, NER, PHL, TGO
AZE | Technician | 4796.3033 | 2023 |  | Average of values from BGD, CMR, COD, GMB, GNB, IDN, LBR, MOZ, NER, PHL, TGO
AZE | Doctor | 15582.9184 | 2023 |  | Average of values from BGD, CMR, COD, GMB, GNB, IDN, LBR, MOZ, NER, PHL, TGO
AZE | Other | 7465.1964 | 2023 |  | Average of values from BGD, CMR, COD, GMB, GNB, IDN, LBR, MOZ, NER, PHL, TGO
BGD | Laboratory Technologist | 5957.0511 | 2023 | Estimated using Microbiologist salary |  | 1
BGD | Microbiologist | 6668.1 | 2023 |  | http://www.salaryexplorer.com/salary-survey.php?loc=18&loctype=1&job=687&jobtype=3 | 1
BGD | Janitor | 2269.2 | 2023 | Used technician |  | 1
BGD | Laboratory Assistant | 2808.6 | 2023 | Used Nurse |  | 1
BGD | Nurse | 2808.6 | 2023 |  | http://www.salaryexplorer.com/salary-survey.php?loc=18&loctype=1&job=12&jobtype=2 | 1
BGD | Technician | 2269.2 | 2023 |  | http://www.salaryexplorer.com/salary-survey.php?loc=18&loctype=1&job=976&jobtype=3 | 1
BGD | Doctor | 6826.2 | 2023 |  | http://www.salaryexplorer.com/salary-survey.php?loc=18&loctype=1&job=13&jobtype=2 | 1
BGD | Other | 4229.5644 | 2023 | Average |  | 1
BLR | Laboratory Technologist | 5531.9542 | 2023 |  | Average of values from BGD, CMR, COD, GMB, GNB, IDN, LBR, MOZ, NER, PHL, TGO
BLR | Microbiologist | 14227.5785 | 2023 |  | Average of values from BGD, CMR, COD, GMB, GNB, IDN, LBR, MOZ, NER, PHL, TGO
BLR | Janitor | 2618.1025 | 2023 |  | Average of values from BGD, CMR, COD, GMB, GNB, IDN, LBR, MOZ, NER, PHL, TGO
BLR | Laboratory Assistant | 4896.8851 | 2023 |  | Average of values from BGD, CMR, COD, GMB, GNB, IDN, LBR, MOZ, NER, PHL, TGO
BLR | Nurse | 5842.1327 | 2023 |  | Average of values from BGD, CMR, COD, GMB, GNB, IDN, LBR, MOZ, NER, PHL, TGO
BLR | Technician | 4796.3033 | 2023 |  | Average of values from BGD, CMR, COD, GMB, GNB, IDN, LBR, MOZ, NER, PHL, TGO
BLR | Doctor | 15582.9184 | 2023 |  | Average of values from BGD, CMR, COD, GMB, GNB, IDN, LBR, MOZ, NER, PHL, TGO
BLR | Other | 7465.1964 | 2023 |  | Average of values from BGD, CMR, COD, GMB, GNB, IDN, LBR, MOZ, NER, PHL, TGO
BLZ | Laboratory Technologist | 5531.9542 | 2023 |  | Average of values from BGD, CMR, COD, GMB, GNB, IDN, LBR, MOZ, NER, PHL, TGO
BLZ | Microbiologist | 14227.5785 | 2023 |  | Average of values from BGD, CMR, COD, GMB, GNB, IDN, LBR, MOZ, NER, PHL, TGO
BLZ | Janitor | 2618.1025 | 2023 |  | Average of values from BGD, CMR, COD, GMB, GNB, IDN, LBR, MOZ, NER, PHL, TGO
BLZ | Laboratory Assistant | 4896.8851 | 2023 |  | Average of values from BGD, CMR, COD, GMB, GNB, IDN, LBR, MOZ, NER, PHL, TGO
BLZ | Nurse | 5842.1327 | 2023 |  | Average of values from BGD, CMR, COD, GMB, GNB, IDN, LBR, MOZ, NER, PHL, TGO
BLZ | Technician | 4796.3033 | 2023 |  | Average of values from BGD, CMR, COD, GMB, GNB, IDN, LBR, MOZ, NER, PHL, TGO
BLZ | Doctor | 15582.9184 | 2023 |  | Average of values from BGD, CMR, COD, GMB, GNB, IDN, LBR, MOZ, NER, PHL, TGO
BLZ | Other | 7465.1964 | 2023 |  | Average of values from BGD, CMR, COD, GMB, GNB, IDN, LBR, MOZ, NER, PHL, TGO
BEN | Laboratory Technologist | 5531.9542 | 2023 |  | Average of values from BGD, CMR, COD, GMB, GNB, IDN, LBR, MOZ, NER, PHL, TGO
BEN | Microbiologist | 14227.5785 | 2023 |  | Average of values from BGD, CMR, COD, GMB, GNB, IDN, LBR, MOZ, NER, PHL, TGO
BEN | Janitor | 2618.1025 | 2023 |  | Average of values from BGD, CMR, COD, GMB, GNB, IDN, LBR, MOZ, NER, PHL, TGO
BEN | Laboratory Assistant | 4896.8851 | 2023 |  | Average of values from BGD, CMR, COD, GMB, GNB, IDN, LBR, MOZ, NER, PHL, TGO
BEN | Nurse | 5842.1327 | 2023 |  | Average of values from BGD, CMR, COD, GMB, GNB, IDN, LBR, MOZ, NER, PHL, TGO
BEN | Technician | 4796.3033 | 2023 |  | Average of values from BGD, CMR, COD, GMB, GNB, IDN, LBR, MOZ, NER, PHL, TGO
BEN | Doctor | 15582.9184 | 2023 |  | Average of values from BGD, CMR, COD, GMB, GNB, IDN, LBR, MOZ, NER, PHL, TGO
BEN | Other | 7465.1964 | 2023 |  | Average of values from BGD, CMR, COD, GMB, GNB, IDN, LBR, MOZ, NER, PHL, TGO
BTN | Laboratory Technologist | 5531.9542 | 2023 |  | Average of values from BGD, CMR, COD, GMB, GNB, IDN, LBR, MOZ, NER, PHL, TGO
BTN | Microbiologist | 14227.5785 | 2023 |  | Average of values from BGD, CMR, COD, GMB, GNB, IDN, LBR, MOZ, NER, PHL, TGO
BTN | Janitor | 2618.1025 | 2023 |  | Average of values from BGD, CMR, COD, GMB, GNB, IDN, LBR, MOZ, NER, PHL, TGO
BTN | Laboratory Assistant | 4896.8851 | 2023 |  | Average of values from BGD, CMR, COD, GMB, GNB, IDN, LBR, MOZ, NER, PHL, TGO
BTN | Nurse | 5842.1327 | 2023 |  | Average of values from BGD, CMR, COD, GMB, GNB, IDN, LBR, MOZ, NER, PHL, TGO
BTN | Technician | 4796.3033 | 2023 |  | Average of values from BGD, CMR, COD, GMB, GNB, IDN, LBR, MOZ, NER, PHL, TGO
BTN | Doctor | 15582.9184 | 2023 |  | Average of values from BGD, CMR, COD, GMB, GNB, IDN, LBR, MOZ, NER, PHL, TGO
BTN | Other | 7465.1964 | 2023 |  | Average of values from BGD, CMR, COD, GMB, GNB, IDN, LBR, MOZ, NER, PHL, TGO
BOL | Laboratory Technologist | 5531.9542 | 2023 |  | Average of values from BGD, CMR, COD, GMB, GNB, IDN, LBR, MOZ, NER, PHL, TGO
BOL | Microbiologist | 14227.5785 | 2023 |  | Average of values from BGD, CMR, COD, GMB, GNB, IDN, LBR, MOZ, NER, PHL, TGO
BOL | Janitor | 2618.1025 | 2023 |  | Average of values from BGD, CMR, COD, GMB, GNB, IDN, LBR, MOZ, NER, PHL, TGO
BOL | Laboratory Assistant | 4896.8851 | 2023 |  | Average of values from BGD, CMR, COD, GMB, GNB, IDN, LBR, MOZ, NER, PHL, TGO
BOL | Nurse | 5842.1327 | 2023 |  | Average of values from BGD, CMR, COD, GMB, GNB, IDN, LBR, MOZ, NER, PHL, TGO
BOL | Technician | 4796.3033 | 2023 |  | Average of values from BGD, CMR, COD, GMB, GNB, IDN, LBR, MOZ, NER, PHL, TGO
BOL | Doctor | 15582.9184 | 2023 |  | Average of values from BGD, CMR, COD, GMB, GNB, IDN, LBR, MOZ, NER, PHL, TGO
BOL | Other | 7465.1964 | 2023 |  | Average of values from BGD, CMR, COD, GMB, GNB, IDN, LBR, MOZ, NER, PHL, TGO
BWA | Laboratory Technologist | 5531.9542 | 2023 |  | Average of values from BGD, CMR, COD, GMB, GNB, IDN, LBR, MOZ, NER, PHL, TGO
BWA | Microbiologist | 14227.5785 | 2023 |  | Average of values from BGD, CMR, COD, GMB, GNB, IDN, LBR, MOZ, NER, PHL, TGO
BWA | Janitor | 2618.1025 | 2023 |  | Average of values from BGD, CMR, COD, GMB, GNB, IDN, LBR, MOZ, NER, PHL, TGO
BWA | Laboratory Assistant | 4896.8851 | 2023 |  | Average of values from BGD, CMR, COD, GMB, GNB, IDN, LBR, MOZ, NER, PHL, TGO
BWA | Nurse | 5842.1327 | 2023 |  | Average of values from BGD, CMR, COD, GMB, GNB, IDN, LBR, MOZ, NER, PHL, TGO
BWA | Technician | 4796.3033 | 2023 |  | Average of values from BGD, CMR, COD, GMB, GNB, IDN, LBR, MOZ, NER, PHL, TGO
BWA | Doctor | 15582.9184 | 2023 |  | Average of values from BGD, CMR, COD, GMB, GNB, IDN, LBR, MOZ, NER, PHL, TGO
BWA | Other | 7465.1964 | 2023 |  | Average of values from BGD, CMR, COD, GMB, GNB, IDN, LBR, MOZ, NER, PHL, TGO
BFA | Laboratory Technologist | 5531.9542 | 2023 |  | Average of values from BGD, CMR, COD, GMB, GNB, IDN, LBR, MOZ, NER, PHL, TGO
BFA | Microbiologist | 14227.5785 | 2023 |  | Average of values from BGD, CMR, COD, GMB, GNB, IDN, LBR, MOZ, NER, PHL, TGO
BFA | Janitor | 2618.1025 | 2023 |  | Average of values from BGD, CMR, COD, GMB, GNB, IDN, LBR, MOZ, NER, PHL, TGO
BFA | Laboratory Assistant | 4896.8851 | 2023 |  | Average of values from BGD, CMR, COD, GMB, GNB, IDN, LBR, MOZ, NER, PHL, TGO
BFA | Nurse | 5842.1327 | 2023 |  | Average of values from BGD, CMR, COD, GMB, GNB, IDN, LBR, MOZ, NER, PHL, TGO
BFA | Technician | 4796.3033 | 2023 |  | Average of values from BGD, CMR, COD, GMB, GNB, IDN, LBR, MOZ, NER, PHL, TGO
BFA | Doctor | 15582.9184 | 2023 |  | Average of values from BGD, CMR, COD, GMB, GNB, IDN, LBR, MOZ, NER, PHL, TGO
BFA | Other | 7465.1964 | 2023 |  | Average of values from BGD, CMR, COD, GMB, GNB, IDN, LBR, MOZ, NER, PHL, TGO
BDI | Laboratory Technologist | 5531.9542 | 2023 |  | Average of values from BGD, CMR, COD, GMB, GNB, IDN, LBR, MOZ, NER, PHL, TGO
BDI | Microbiologist | 14227.5785 | 2023 |  | Average of values from BGD, CMR, COD, GMB, GNB, IDN, LBR, MOZ, NER, PHL, TGO
BDI | Janitor | 2618.1025 | 2023 |  | Average of values from BGD, CMR, COD, GMB, GNB, IDN, LBR, MOZ, NER, PHL, TGO
BDI | Laboratory Assistant | 4896.8851 | 2023 |  | Average of values from BGD, CMR, COD, GMB, GNB, IDN, LBR, MOZ, NER, PHL, TGO
BDI | Nurse | 5842.1327 | 2023 |  | Average of values from BGD, CMR, COD, GMB, GNB, IDN, LBR, MOZ, NER, PHL, TGO
BDI | Technician | 4796.3033 | 2023 |  | Average of values from BGD, CMR, COD, GMB, GNB, IDN, LBR, MOZ, NER, PHL, TGO
BDI | Doctor | 15582.9184 | 2023 |  | Average of values from BGD, CMR, COD, GMB, GNB, IDN, LBR, MOZ, NER, PHL, TGO
BDI | Other | 7465.1964 | 2023 |  | Average of values from BGD, CMR, COD, GMB, GNB, IDN, LBR, MOZ, NER, PHL, TGO
CPV | Laboratory Technologist | 5531.9542 | 2023 |  | Average of values from BGD, CMR, COD, GMB, GNB, IDN, LBR, MOZ, NER, PHL, TGO
CPV | Microbiologist | 14227.5785 | 2023 |  | Average of values from BGD, CMR, COD, GMB, GNB, IDN, LBR, MOZ, NER, PHL, TGO
CPV | Janitor | 2618.1025 | 2023 |  | Average of values from BGD, CMR, COD, GMB, GNB, IDN, LBR, MOZ, NER, PHL, TGO
CPV | Laboratory Assistant | 4896.8851 | 2023 |  | Average of values from BGD, CMR, COD, GMB, GNB, IDN, LBR, MOZ, NER, PHL, TGO
CPV | Nurse | 5842.1327 | 2023 |  | Average of values from BGD, CMR, COD, GMB, GNB, IDN, LBR, MOZ, NER, PHL, TGO
CPV | Technician | 4796.3033 | 2023 |  | Average of values from BGD, CMR, COD, GMB, GNB, IDN, LBR, MOZ, NER, PHL, TGO
CPV | Doctor | 15582.9184 | 2023 |  | Average of values from BGD, CMR, COD, GMB, GNB, IDN, LBR, MOZ, NER, PHL, TGO
CPV | Other | 7465.1964 | 2023 |  | Average of values from BGD, CMR, COD, GMB, GNB, IDN, LBR, MOZ, NER, PHL, TGO
KHM | Laboratory Technologist | 5531.9542 | 2023 |  | Average of values from BGD, CMR, COD, GMB, GNB, IDN, LBR, MOZ, NER, PHL, TGO
KHM | Microbiologist | 14227.5785 | 2023 |  | Average of values from BGD, CMR, COD, GMB, GNB, IDN, LBR, MOZ, NER, PHL, TGO
KHM | Janitor | 2618.1025 | 2023 |  | Average of values from BGD, CMR, COD, GMB, GNB, IDN, LBR, MOZ, NER, PHL, TGO
KHM | Laboratory Assistant | 4896.8851 | 2023 |  | Average of values from BGD, CMR, COD, GMB, GNB, IDN, LBR, MOZ, NER, PHL, TGO
KHM | Nurse | 5842.1327 | 2023 |  | Average of values from BGD, CMR, COD, GMB, GNB, IDN, LBR, MOZ, NER, PHL, TGO
KHM | Technician | 4796.3033 | 2023 |  | Average of values from BGD, CMR, COD, GMB, GNB, IDN, LBR, MOZ, NER, PHL, TGO
KHM | Doctor | 15582.9184 | 2023 |  | Average of values from BGD, CMR, COD, GMB, GNB, IDN, LBR, MOZ, NER, PHL, TGO
KHM | Other | 7465.1964 | 2023 |  | Average of values from BGD, CMR, COD, GMB, GNB, IDN, LBR, MOZ, NER, PHL, TGO
CMR | Laboratory Technologist | 5376 | 2023 | Technician | https://www.salaryexplorer.com/average-salary-wage-comparison-cameroon-laboratory-technician-c37j5076 | 1
CMR | Microbiologist | 19040 | 2023 |  | https://www.salaryexplorer.com/average-salary-wage-comparison-cameroon-microbiologist-c37j687 | 1
CMR | Janitor | 2592 | 2023 | Cleaner | https://www.salaryexplorer.com/average-salary-wage-comparison-cameroon-cleaner-c37j156 | 1
CMR | Laboratory Assistant | 5376 | 2023 | Used same as technician | https://www.salaryexplorer.com/average-salary-wage-comparison-cameroon-laboratory-technician-c37j5076 | 1
CMR | Nurse | 6608 | 2023 |  | https://www.salaryexplorer.com/average-salary-wage-comparison-cameroon-nurse-c37j865 | 1
CMR | Technician | 5376 | 2023 | Used same as technician | https://www.salaryexplorer.com/average-salary-wage-comparison-cameroon-laboratory-technician-c37j5076 | 1
CMR | Doctor | 20800 | 2023 |  | https://www.salaryexplorer.com/average-salary-wage-comparison-cameroon-doctor-physician-c37d13 | 1
CMR | Other | 9309.7143 | 2023 | Average |  | 1
CAF | Laboratory Technologist | 5531.9542 | 2023 |  | Average of values from BGD, CMR, COD, GMB, GNB, IDN, LBR, MOZ, NER, PHL, TGO
CAF | Microbiologist | 14227.5785 | 2023 |  | Average of values from BGD, CMR, COD, GMB, GNB, IDN, LBR, MOZ, NER, PHL, TGO
CAF | Janitor | 2618.1025 | 2023 |  | Average of values from BGD, CMR, COD, GMB, GNB, IDN, LBR, MOZ, NER, PHL, TGO
CAF | Laboratory Assistant | 4896.8851 | 2023 |  | Average of values from BGD, CMR, COD, GMB, GNB, IDN, LBR, MOZ, NER, PHL, TGO
CAF | Nurse | 5842.1327 | 2023 |  | Average of values from BGD, CMR, COD, GMB, GNB, IDN, LBR, MOZ, NER, PHL, TGO
CAF | Technician | 4796.3033 | 2023 |  | Average of values from BGD, CMR, COD, GMB, GNB, IDN, LBR, MOZ, NER, PHL, TGO
CAF | Doctor | 15582.9184 | 2023 |  | Average of values from BGD, CMR, COD, GMB, GNB, IDN, LBR, MOZ, NER, PHL, TGO
CAF | Other | 7465.1964 | 2023 |  | Average of values from BGD, CMR, COD, GMB, GNB, IDN, LBR, MOZ, NER, PHL, TGO
TCD | Laboratory Technologist | 5531.9542 | 2023 |  | Average of values from BGD, CMR, COD, GMB, GNB, IDN, LBR, MOZ, NER, PHL, TGO
TCD | Microbiologist | 14227.5785 | 2023 |  | Average of values from BGD, CMR, COD, GMB, GNB, IDN, LBR, MOZ, NER, PHL, TGO
TCD | Janitor | 2618.1025 | 2023 |  | Average of values from BGD, CMR, COD, GMB, GNB, IDN, LBR, MOZ, NER, PHL, TGO
TCD | Laboratory Assistant | 4896.8851 | 2023 |  | Average of values from BGD, CMR, COD, GMB, GNB, IDN, LBR, MOZ, NER, PHL, TGO
TCD | Nurse | 5842.1327 | 2023 |  | Average of values from BGD, CMR, COD, GMB, GNB, IDN, LBR, MOZ, NER, PHL, TGO
TCD | Technician | 4796.3033 | 2023 |  | Average of values from BGD, CMR, COD, GMB, GNB, IDN, LBR, MOZ, NER, PHL, TGO
TCD | Doctor | 15582.9184 | 2023 |  | Average of values from BGD, CMR, COD, GMB, GNB, IDN, LBR, MOZ, NER, PHL, TGO
TCD | Other | 7465.1964 | 2023 |  | Average of values from BGD, CMR, COD, GMB, GNB, IDN, LBR, MOZ, NER, PHL, TGO
COL | Laboratory Technologist | 5531.9542 | 2023 |  | Average of values from BGD, CMR, COD, GMB, GNB, IDN, LBR, MOZ, NER, PHL, TGO
COL | Microbiologist | 14227.5785 | 2023 |  | Average of values from BGD, CMR, COD, GMB, GNB, IDN, LBR, MOZ, NER, PHL, TGO
COL | Janitor | 2618.1025 | 2023 |  | Average of values from BGD, CMR, COD, GMB, GNB, IDN, LBR, MOZ, NER, PHL, TGO
COL | Laboratory Assistant | 4896.8851 | 2023 |  | Average of values from BGD, CMR, COD, GMB, GNB, IDN, LBR, MOZ, NER, PHL, TGO
COL | Nurse | 5842.1327 | 2023 |  | Average of values from BGD, CMR, COD, GMB, GNB, IDN, LBR, MOZ, NER, PHL, TGO
COL | Technician | 4796.3033 | 2023 |  | Average of values from BGD, CMR, COD, GMB, GNB, IDN, LBR, MOZ, NER, PHL, TGO
COL | Doctor | 15582.9184 | 2023 |  | Average of values from BGD, CMR, COD, GMB, GNB, IDN, LBR, MOZ, NER, PHL, TGO
COL | Other | 7465.1964 | 2023 |  | Average of values from BGD, CMR, COD, GMB, GNB, IDN, LBR, MOZ, NER, PHL, TGO
COM | Laboratory Technologist | 5531.9542 | 2023 |  | Average of values from BGD, CMR, COD, GMB, GNB, IDN, LBR, MOZ, NER, PHL, TGO
COM | Microbiologist | 14227.5785 | 2023 |  | Average of values from BGD, CMR, COD, GMB, GNB, IDN, LBR, MOZ, NER, PHL, TGO
COM | Janitor | 2618.1025 | 2023 |  | Average of values from BGD, CMR, COD, GMB, GNB, IDN, LBR, MOZ, NER, PHL, TGO
COM | Laboratory Assistant | 4896.8851 | 2023 |  | Average of values from BGD, CMR, COD, GMB, GNB, IDN, LBR, MOZ, NER, PHL, TGO
COM | Nurse | 5842.1327 | 2023 |  | Average of values from BGD, CMR, COD, GMB, GNB, IDN, LBR, MOZ, NER, PHL, TGO
COM | Technician | 4796.3033 | 2023 |  | Average of values from BGD, CMR, COD, GMB, GNB, IDN, LBR, MOZ, NER, PHL, TGO
COM | Doctor | 15582.9184 | 2023 |  | Average of values from BGD, CMR, COD, GMB, GNB, IDN, LBR, MOZ, NER, PHL, TGO
COM | Other | 7465.1964 | 2023 |  | Average of values from BGD, CMR, COD, GMB, GNB, IDN, LBR, MOZ, NER, PHL, TGO
COD | Laboratory Technologist | 2549.9 | 2023 | cytology laboratory technologist | https://www.salaryexplorer.com/average-salary-wage-comparison-congo-democratic-republic-cytology-laboratory-technologist-c50j12271 | 1
COD | Microbiologist | 5375 | 2023 |  | https://www.salaryexplorer.com/average-salary-wage-comparison-congo-democratic-republic-microbiologist-c50j687 | 1
COD | Janitor | 657.9 | 2023 | Cleaner | https://www.salaryexplorer.com/average-salary-wage-comparison-congo-democratic-republic-cleaner-c50j156 | 1
COD | Laboratory Assistant | 2549.9 | 2023 | Used technologist | https://www.salaryexplorer.com/average-salary-wage-comparison-congo-democratic-republic-cytology-laboratory-technologist-c50j12271 | 1
COD | Nurse | 1892 | 2023 |  | https://www.salaryexplorer.com/average-salary-wage-comparison-congo-democratic-republic-nurse-c50j865 | 1
COD | Technician | 2549.9 | 2023 | cytology laboratory technologist | https://www.salaryexplorer.com/average-salary-wage-comparison-congo-democratic-republic-cytology-laboratory-technologist-c50j12271 | 1
COD | Doctor | 5762 | 2023 |  | https://www.salaryexplorer.com/average-salary-wage-comparison-congo-democratic-republic-doctor-c50j10266 | 1
COD | Other | 3048.0857 | 2023 | Average |  | 1
COG | Laboratory Technologist | 5531.9542 | 2023 |  | Average of values from BGD, CMR, COD, GMB, GNB, IDN, LBR, MOZ, NER, PHL, TGO
COG | Microbiologist | 14227.5785 | 2023 |  | Average of values from BGD, CMR, COD, GMB, GNB, IDN, LBR, MOZ, NER, PHL, TGO
COG | Janitor | 2618.1025 | 2023 |  | Average of values from BGD, CMR, COD, GMB, GNB, IDN, LBR, MOZ, NER, PHL, TGO
COG | Laboratory Assistant | 4896.8851 | 2023 |  | Average of values from BGD, CMR, COD, GMB, GNB, IDN, LBR, MOZ, NER, PHL, TGO
COG | Nurse | 5842.1327 | 2023 |  | Average of values from BGD, CMR, COD, GMB, GNB, IDN, LBR, MOZ, NER, PHL, TGO
COG | Technician | 4796.3033 | 2023 |  | Average of values from BGD, CMR, COD, GMB, GNB, IDN, LBR, MOZ, NER, PHL, TGO
COG | Doctor | 15582.9184 | 2023 |  | Average of values from BGD, CMR, COD, GMB, GNB, IDN, LBR, MOZ, NER, PHL, TGO
COG | Other | 7465.1964 | 2023 |  | Average of values from BGD, CMR, COD, GMB, GNB, IDN, LBR, MOZ, NER, PHL, TGO
CRI | Laboratory Technologist | 5531.9542 | 2023 |  | Average of values from BGD, CMR, COD, GMB, GNB, IDN, LBR, MOZ, NER, PHL, TGO
CRI | Microbiologist | 14227.5785 | 2023 |  | Average of values from BGD, CMR, COD, GMB, GNB, IDN, LBR, MOZ, NER, PHL, TGO
CRI | Janitor | 2618.1025 | 2023 |  | Average of values from BGD, CMR, COD, GMB, GNB, IDN, LBR, MOZ, NER, PHL, TGO
CRI | Laboratory Assistant | 4896.8851 | 2023 |  | Average of values from BGD, CMR, COD, GMB, GNB, IDN, LBR, MOZ, NER, PHL, TGO
CRI | Nurse | 5842.1327 | 2023 |  | Average of values from BGD, CMR, COD, GMB, GNB, IDN, LBR, MOZ, NER, PHL, TGO
CRI | Technician | 4796.3033 | 2023 |  | Average of values from BGD, CMR, COD, GMB, GNB, IDN, LBR, MOZ, NER, PHL, TGO
CRI | Doctor | 15582.9184 | 2023 |  | Average of values from BGD, CMR, COD, GMB, GNB, IDN, LBR, MOZ, NER, PHL, TGO
CRI | Other | 7465.1964 | 2023 |  | Average of values from BGD, CMR, COD, GMB, GNB, IDN, LBR, MOZ, NER, PHL, TGO
CIV | Laboratory Technologist | 6822.7851 | 2021 | Estimated using Technician salary |  | 1
CIV | Microbiologist | 7637.1702 | 2021 | Estimated using Technician salary |  | 1
CIV | Janitor | 1945.9459 | 2021 | Used Laboratory Assistant |  | 1
CIV | Laboratory Assistant | 1945.9459 | 2021 |  | FIND DNO | 1
CIV | Nurse | 4324.3243 | 2021 |  | FIND DNO | 1
CIV | Technician | 5405.4054 | 2021 |  | FIND DNO | 1
CIV | Doctor | 11135.1351 | 2021 |  |  | 1
CIV | Other | 11135.1351 | 2021 | Used Doctor | FIND DNO | 1
CUB | Laboratory Technologist | 5531.9542 | 2023 |  | Average of values from BGD, CMR, COD, GMB, GNB, IDN, LBR, MOZ, NER, PHL, TGO
CUB | Microbiologist | 14227.5785 | 2023 |  | Average of values from BGD, CMR, COD, GMB, GNB, IDN, LBR, MOZ, NER, PHL, TGO
CUB | Janitor | 2618.1025 | 2023 |  | Average of values from BGD, CMR, COD, GMB, GNB, IDN, LBR, MOZ, NER, PHL, TGO
CUB | Laboratory Assistant | 4896.8851 | 2023 |  | Average of values from BGD, CMR, COD, GMB, GNB, IDN, LBR, MOZ, NER, PHL, TGO
CUB | Nurse | 5842.1327 | 2023 |  | Average of values from BGD, CMR, COD, GMB, GNB, IDN, LBR, MOZ, NER, PHL, TGO
CUB | Technician | 4796.3033 | 2023 |  | Average of values from BGD, CMR, COD, GMB, GNB, IDN, LBR, MOZ, NER, PHL, TGO
CUB | Doctor | 15582.9184 | 2023 |  | Average of values from BGD, CMR, COD, GMB, GNB, IDN, LBR, MOZ, NER, PHL, TGO
CUB | Other | 7465.1964 | 2023 |  | Average of values from BGD, CMR, COD, GMB, GNB, IDN, LBR, MOZ, NER, PHL, TGO
DJI | Laboratory Technologist | 5531.9542 | 2023 |  | Average of values from BGD, CMR, COD, GMB, GNB, IDN, LBR, MOZ, NER, PHL, TGO
DJI | Microbiologist | 14227.5785 | 2023 |  | Average of values from BGD, CMR, COD, GMB, GNB, IDN, LBR, MOZ, NER, PHL, TGO
DJI | Janitor | 2618.1025 | 2023 |  | Average of values from BGD, CMR, COD, GMB, GNB, IDN, LBR, MOZ, NER, PHL, TGO
DJI | Laboratory Assistant | 4896.8851 | 2023 |  | Average of values from BGD, CMR, COD, GMB, GNB, IDN, LBR, MOZ, NER, PHL, TGO
DJI | Nurse | 5842.1327 | 2023 |  | Average of values from BGD, CMR, COD, GMB, GNB, IDN, LBR, MOZ, NER, PHL, TGO
DJI | Technician | 4796.3033 | 2023 |  | Average of values from BGD, CMR, COD, GMB, GNB, IDN, LBR, MOZ, NER, PHL, TGO
DJI | Doctor | 15582.9184 | 2023 |  | Average of values from BGD, CMR, COD, GMB, GNB, IDN, LBR, MOZ, NER, PHL, TGO
DJI | Other | 7465.1964 | 2023 |  | Average of values from BGD, CMR, COD, GMB, GNB, IDN, LBR, MOZ, NER, PHL, TGO
DMA | Laboratory Technologist | 5531.9542 | 2023 |  | Average of values from BGD, CMR, COD, GMB, GNB, IDN, LBR, MOZ, NER, PHL, TGO
DMA | Microbiologist | 14227.5785 | 2023 |  | Average of values from BGD, CMR, COD, GMB, GNB, IDN, LBR, MOZ, NER, PHL, TGO
DMA | Janitor | 2618.1025 | 2023 |  | Average of values from BGD, CMR, COD, GMB, GNB, IDN, LBR, MOZ, NER, PHL, TGO
DMA | Laboratory Assistant | 4896.8851 | 2023 |  | Average of values from BGD, CMR, COD, GMB, GNB, IDN, LBR, MOZ, NER, PHL, TGO
DMA | Nurse | 5842.1327 | 2023 |  | Average of values from BGD, CMR, COD, GMB, GNB, IDN, LBR, MOZ, NER, PHL, TGO
DMA | Technician | 4796.3033 | 2023 |  | Average of values from BGD, CMR, COD, GMB, GNB, IDN, LBR, MOZ, NER, PHL, TGO
DMA | Doctor | 15582.9184 | 2023 |  | Average of values from BGD, CMR, COD, GMB, GNB, IDN, LBR, MOZ, NER, PHL, TGO
DMA | Other | 7465.1964 | 2023 |  | Average of values from BGD, CMR, COD, GMB, GNB, IDN, LBR, MOZ, NER, PHL, TGO
DOM | Laboratory Technologist | 5531.9542 | 2023 |  | Average of values from BGD, CMR, COD, GMB, GNB, IDN, LBR, MOZ, NER, PHL, TGO
DOM | Microbiologist | 14227.5785 | 2023 |  | Average of values from BGD, CMR, COD, GMB, GNB, IDN, LBR, MOZ, NER, PHL, TGO
DOM | Janitor | 2618.1025 | 2023 |  | Average of values from BGD, CMR, COD, GMB, GNB, IDN, LBR, MOZ, NER, PHL, TGO
DOM | Laboratory Assistant | 4896.8851 | 2023 |  | Average of values from BGD, CMR, COD, GMB, GNB, IDN, LBR, MOZ, NER, PHL, TGO
DOM | Nurse | 5842.1327 | 2023 |  | Average of values from BGD, CMR, COD, GMB, GNB, IDN, LBR, MOZ, NER, PHL, TGO
DOM | Technician | 4796.3033 | 2023 |  | Average of values from BGD, CMR, COD, GMB, GNB, IDN, LBR, MOZ, NER, PHL, TGO
DOM | Doctor | 15582.9184 | 2023 |  | Average of values from BGD, CMR, COD, GMB, GNB, IDN, LBR, MOZ, NER, PHL, TGO
DOM | Other | 7465.1964 | 2023 |  | Average of values from BGD, CMR, COD, GMB, GNB, IDN, LBR, MOZ, NER, PHL, TGO
ECU | Laboratory Technologist | 5531.9542 | 2023 |  | Average of values from BGD, CMR, COD, GMB, GNB, IDN, LBR, MOZ, NER, PHL, TGO
ECU | Microbiologist | 14227.5785 | 2023 |  | Average of values from BGD, CMR, COD, GMB, GNB, IDN, LBR, MOZ, NER, PHL, TGO
ECU | Janitor | 2618.1025 | 2023 |  | Average of values from BGD, CMR, COD, GMB, GNB, IDN, LBR, MOZ, NER, PHL, TGO
ECU | Laboratory Assistant | 4896.8851 | 2023 |  | Average of values from BGD, CMR, COD, GMB, GNB, IDN, LBR, MOZ, NER, PHL, TGO
ECU | Nurse | 5842.1327 | 2023 |  | Average of values from BGD, CMR, COD, GMB, GNB, IDN, LBR, MOZ, NER, PHL, TGO
ECU | Technician | 4796.3033 | 2023 |  | Average of values from BGD, CMR, COD, GMB, GNB, IDN, LBR, MOZ, NER, PHL, TGO
ECU | Doctor | 15582.9184 | 2023 |  | Average of values from BGD, CMR, COD, GMB, GNB, IDN, LBR, MOZ, NER, PHL, TGO
ECU | Other | 7465.1964 | 2023 |  | Average of values from BGD, CMR, COD, GMB, GNB, IDN, LBR, MOZ, NER, PHL, TGO
EGY | Laboratory Technologist | 5531.9542 | 2023 |  | Average of values from BGD, CMR, COD, GMB, GNB, IDN, LBR, MOZ, NER, PHL, TGO
EGY | Microbiologist | 14227.5785 | 2023 |  | Average of values from BGD, CMR, COD, GMB, GNB, IDN, LBR, MOZ, NER, PHL, TGO
EGY | Janitor | 2618.1025 | 2023 |  | Average of values from BGD, CMR, COD, GMB, GNB, IDN, LBR, MOZ, NER, PHL, TGO
EGY | Laboratory Assistant | 4896.8851 | 2023 |  | Average of values from BGD, CMR, COD, GMB, GNB, IDN, LBR, MOZ, NER, PHL, TGO
EGY | Nurse | 5842.1327 | 2023 |  | Average of values from BGD, CMR, COD, GMB, GNB, IDN, LBR, MOZ, NER, PHL, TGO
EGY | Technician | 4796.3033 | 2023 |  | Average of values from BGD, CMR, COD, GMB, GNB, IDN, LBR, MOZ, NER, PHL, TGO
EGY | Doctor | 15582.9184 | 2023 |  | Average of values from BGD, CMR, COD, GMB, GNB, IDN, LBR, MOZ, NER, PHL, TGO
EGY | Other | 7465.1964 | 2023 |  | Average of values from BGD, CMR, COD, GMB, GNB, IDN, LBR, MOZ, NER, PHL, TGO
SLV | Laboratory Technologist | 5531.9542 | 2023 |  | Average of values from BGD, CMR, COD, GMB, GNB, IDN, LBR, MOZ, NER, PHL, TGO
SLV | Microbiologist | 14227.5785 | 2023 |  | Average of values from BGD, CMR, COD, GMB, GNB, IDN, LBR, MOZ, NER, PHL, TGO
SLV | Janitor | 2618.1025 | 2023 |  | Average of values from BGD, CMR, COD, GMB, GNB, IDN, LBR, MOZ, NER, PHL, TGO
SLV | Laboratory Assistant | 4896.8851 | 2023 |  | Average of values from BGD, CMR, COD, GMB, GNB, IDN, LBR, MOZ, NER, PHL, TGO
SLV | Nurse | 5842.1327 | 2023 |  | Average of values from BGD, CMR, COD, GMB, GNB, IDN, LBR, MOZ, NER, PHL, TGO
SLV | Technician | 4796.3033 | 2023 |  | Average of values from BGD, CMR, COD, GMB, GNB, IDN, LBR, MOZ, NER, PHL, TGO
SLV | Doctor | 15582.9184 | 2023 |  | Average of values from BGD, CMR, COD, GMB, GNB, IDN, LBR, MOZ, NER, PHL, TGO
SLV | Other | 7465.1964 | 2023 |  | Average of values from BGD, CMR, COD, GMB, GNB, IDN, LBR, MOZ, NER, PHL, TGO
GNQ | Laboratory Technologist | 5531.9542 | 2023 |  | Average of values from BGD, CMR, COD, GMB, GNB, IDN, LBR, MOZ, NER, PHL, TGO
GNQ | Microbiologist | 14227.5785 | 2023 |  | Average of values from BGD, CMR, COD, GMB, GNB, IDN, LBR, MOZ, NER, PHL, TGO
GNQ | Janitor | 2618.1025 | 2023 |  | Average of values from BGD, CMR, COD, GMB, GNB, IDN, LBR, MOZ, NER, PHL, TGO
GNQ | Laboratory Assistant | 4896.8851 | 2023 |  | Average of values from BGD, CMR, COD, GMB, GNB, IDN, LBR, MOZ, NER, PHL, TGO
GNQ | Nurse | 5842.1327 | 2023 |  | Average of values from BGD, CMR, COD, GMB, GNB, IDN, LBR, MOZ, NER, PHL, TGO
GNQ | Technician | 4796.3033 | 2023 |  | Average of values from BGD, CMR, COD, GMB, GNB, IDN, LBR, MOZ, NER, PHL, TGO
GNQ | Doctor | 15582.9184 | 2023 |  | Average of values from BGD, CMR, COD, GMB, GNB, IDN, LBR, MOZ, NER, PHL, TGO
GNQ | Other | 7465.1964 | 2023 |  | Average of values from BGD, CMR, COD, GMB, GNB, IDN, LBR, MOZ, NER, PHL, TGO
ERI | Laboratory Technologist | 5531.9542 | 2023 |  | Average of values from BGD, CMR, COD, GMB, GNB, IDN, LBR, MOZ, NER, PHL, TGO
ERI | Microbiologist | 14227.5785 | 2023 |  | Average of values from BGD, CMR, COD, GMB, GNB, IDN, LBR, MOZ, NER, PHL, TGO
ERI | Janitor | 2618.1025 | 2023 |  | Average of values from BGD, CMR, COD, GMB, GNB, IDN, LBR, MOZ, NER, PHL, TGO
ERI | Laboratory Assistant | 4896.8851 | 2023 |  | Average of values from BGD, CMR, COD, GMB, GNB, IDN, LBR, MOZ, NER, PHL, TGO
ERI | Nurse | 5842.1327 | 2023 |  | Average of values from BGD, CMR, COD, GMB, GNB, IDN, LBR, MOZ, NER, PHL, TGO
ERI | Technician | 4796.3033 | 2023 |  | Average of values from BGD, CMR, COD, GMB, GNB, IDN, LBR, MOZ, NER, PHL, TGO
ERI | Doctor | 15582.9184 | 2023 |  | Average of values from BGD, CMR, COD, GMB, GNB, IDN, LBR, MOZ, NER, PHL, TGO
ERI | Other | 7465.1964 | 2023 |  | Average of values from BGD, CMR, COD, GMB, GNB, IDN, LBR, MOZ, NER, PHL, TGO
SWZ | Laboratory Technologist | 5531.9542 | 2023 |  | Average of values from BGD, CMR, COD, GMB, GNB, IDN, LBR, MOZ, NER, PHL, TGO
SWZ | Microbiologist | 14227.5785 | 2023 |  | Average of values from BGD, CMR, COD, GMB, GNB, IDN, LBR, MOZ, NER, PHL, TGO
SWZ | Janitor | 2618.1025 | 2023 |  | Average of values from BGD, CMR, COD, GMB, GNB, IDN, LBR, MOZ, NER, PHL, TGO
SWZ | Laboratory Assistant | 4896.8851 | 2023 |  | Average of values from BGD, CMR, COD, GMB, GNB, IDN, LBR, MOZ, NER, PHL, TGO
SWZ | Nurse | 5842.1327 | 2023 |  | Average of values from BGD, CMR, COD, GMB, GNB, IDN, LBR, MOZ, NER, PHL, TGO
SWZ | Technician | 4796.3033 | 2023 |  | Average of values from BGD, CMR, COD, GMB, GNB, IDN, LBR, MOZ, NER, PHL, TGO
SWZ | Doctor | 15582.9184 | 2023 |  | Average of values from BGD, CMR, COD, GMB, GNB, IDN, LBR, MOZ, NER, PHL, TGO
SWZ | Other | 7465.1964 | 2023 |  | Average of values from BGD, CMR, COD, GMB, GNB, IDN, LBR, MOZ, NER, PHL, TGO
ETH | Laboratory Technologist | 5531.9542 | 2023 |  | Average of values from BGD, CMR, COD, GMB, GNB, IDN, LBR, MOZ, NER, PHL, TGO
ETH | Microbiologist | 14227.5785 | 2023 |  | Average of values from BGD, CMR, COD, GMB, GNB, IDN, LBR, MOZ, NER, PHL, TGO
ETH | Janitor | 2618.1025 | 2023 |  | Average of values from BGD, CMR, COD, GMB, GNB, IDN, LBR, MOZ, NER, PHL, TGO
ETH | Laboratory Assistant | 4896.8851 | 2023 |  | Average of values from BGD, CMR, COD, GMB, GNB, IDN, LBR, MOZ, NER, PHL, TGO
ETH | Nurse | 5842.1327 | 2023 |  | Average of values from BGD, CMR, COD, GMB, GNB, IDN, LBR, MOZ, NER, PHL, TGO
ETH | Technician | 4796.3033 | 2023 |  | Average of values from BGD, CMR, COD, GMB, GNB, IDN, LBR, MOZ, NER, PHL, TGO
ETH | Doctor | 15582.9184 | 2023 |  | Average of values from BGD, CMR, COD, GMB, GNB, IDN, LBR, MOZ, NER, PHL, TGO
ETH | Other | 7465.1964 | 2023 |  | Average of values from BGD, CMR, COD, GMB, GNB, IDN, LBR, MOZ, NER, PHL, TGO
FJI | Laboratory Technologist | 5531.9542 | 2023 |  | Average of values from BGD, CMR, COD, GMB, GNB, IDN, LBR, MOZ, NER, PHL, TGO
FJI | Microbiologist | 14227.5785 | 2023 |  | Average of values from BGD, CMR, COD, GMB, GNB, IDN, LBR, MOZ, NER, PHL, TGO
FJI | Janitor | 2618.1025 | 2023 |  | Average of values from BGD, CMR, COD, GMB, GNB, IDN, LBR, MOZ, NER, PHL, TGO
FJI | Laboratory Assistant | 4896.8851 | 2023 |  | Average of values from BGD, CMR, COD, GMB, GNB, IDN, LBR, MOZ, NER, PHL, TGO
FJI | Nurse | 5842.1327 | 2023 |  | Average of values from BGD, CMR, COD, GMB, GNB, IDN, LBR, MOZ, NER, PHL, TGO
FJI | Technician | 4796.3033 | 2023 |  | Average of values from BGD, CMR, COD, GMB, GNB, IDN, LBR, MOZ, NER, PHL, TGO
FJI | Doctor | 15582.9184 | 2023 |  | Average of values from BGD, CMR, COD, GMB, GNB, IDN, LBR, MOZ, NER, PHL, TGO
FJI | Other | 7465.1964 | 2023 |  | Average of values from BGD, CMR, COD, GMB, GNB, IDN, LBR, MOZ, NER, PHL, TGO
GAB | Laboratory Technologist | 5531.9542 | 2023 |  | Average of values from BGD, CMR, COD, GMB, GNB, IDN, LBR, MOZ, NER, PHL, TGO
GAB | Microbiologist | 14227.5785 | 2023 |  | Average of values from BGD, CMR, COD, GMB, GNB, IDN, LBR, MOZ, NER, PHL, TGO
GAB | Janitor | 2618.1025 | 2023 |  | Average of values from BGD, CMR, COD, GMB, GNB, IDN, LBR, MOZ, NER, PHL, TGO
GAB | Laboratory Assistant | 4896.8851 | 2023 |  | Average of values from BGD, CMR, COD, GMB, GNB, IDN, LBR, MOZ, NER, PHL, TGO
GAB | Nurse | 5842.1327 | 2023 |  | Average of values from BGD, CMR, COD, GMB, GNB, IDN, LBR, MOZ, NER, PHL, TGO
GAB | Technician | 4796.3033 | 2023 |  | Average of values from BGD, CMR, COD, GMB, GNB, IDN, LBR, MOZ, NER, PHL, TGO
GAB | Doctor | 15582.9184 | 2023 |  | Average of values from BGD, CMR, COD, GMB, GNB, IDN, LBR, MOZ, NER, PHL, TGO
GAB | Other | 7465.1964 | 2023 |  | Average of values from BGD, CMR, COD, GMB, GNB, IDN, LBR, MOZ, NER, PHL, TGO
GMB | Laboratory Technologist | 3145 | 2023 | cytology laboratory technologist | http://www.salaryexplorer.com/salary-survey.php?loc=79&loctype=1&job=12271&jobtype=3 | 1
GMB | Microbiologist | 7055 | 2023 |  | http://www.salaryexplorer.com/salary-survey.php?loc=79&loctype=1&job=687&jobtype=3 | 1
GMB | Janitor | 868.7 | 2023 | cleaner | http://www.salaryexplorer.com/salary-survey.php?loc=79&loctype=1&job=156&jobtype=3 | 1
GMB | Laboratory Assistant | 2244 | 2023 | Lab technician | http://www.salaryexplorer.com/salary-survey.php?loc=79&loctype=1&job=976&jobtype=3 | 1
GMB | Nurse | 3128 | 2023 |  | http://www.salaryexplorer.com/salary-survey.php?loc=79&loctype=1&job=12&jobtype=2 | 1
GMB | Technician | 2244 | 2023 | Lab technician | http://www.salaryexplorer.com/salary-survey.php?loc=79&loctype=1&job=976&jobtype=3 | 1
GMB | Doctor | 7633 | 2023 |  | http://www.salaryexplorer.com/salary-survey.php?loc=79&loctype=1&job=13&jobtype=2 | 1
GMB | Other | 3759.6714 | 2023 | Average |  | 1
GEO | Laboratory Technologist | 5531.9542 | 2023 |  | Average of values from BGD, CMR, COD, GMB, GNB, IDN, LBR, MOZ, NER, PHL, TGO
GEO | Microbiologist | 14227.5785 | 2023 |  | Average of values from BGD, CMR, COD, GMB, GNB, IDN, LBR, MOZ, NER, PHL, TGO
GEO | Janitor | 2618.1025 | 2023 |  | Average of values from BGD, CMR, COD, GMB, GNB, IDN, LBR, MOZ, NER, PHL, TGO
GEO | Laboratory Assistant | 4896.8851 | 2023 |  | Average of values from BGD, CMR, COD, GMB, GNB, IDN, LBR, MOZ, NER, PHL, TGO
GEO | Nurse | 5842.1327 | 2023 |  | Average of values from BGD, CMR, COD, GMB, GNB, IDN, LBR, MOZ, NER, PHL, TGO
GEO | Technician | 4796.3033 | 2023 |  | Average of values from BGD, CMR, COD, GMB, GNB, IDN, LBR, MOZ, NER, PHL, TGO
GEO | Doctor | 15582.9184 | 2023 |  | Average of values from BGD, CMR, COD, GMB, GNB, IDN, LBR, MOZ, NER, PHL, TGO
GEO | Other | 7465.1964 | 2023 |  | Average of values from BGD, CMR, COD, GMB, GNB, IDN, LBR, MOZ, NER, PHL, TGO
GHA | Laboratory Technologist | 5531.9542 | 2023 |  | Average of values from BGD, CMR, COD, GMB, GNB, IDN, LBR, MOZ, NER, PHL, TGO
GHA | Microbiologist | 14227.5785 | 2023 |  | Average of values from BGD, CMR, COD, GMB, GNB, IDN, LBR, MOZ, NER, PHL, TGO
GHA | Janitor | 2618.1025 | 2023 |  | Average of values from BGD, CMR, COD, GMB, GNB, IDN, LBR, MOZ, NER, PHL, TGO
GHA | Laboratory Assistant | 4896.8851 | 2023 |  | Average of values from BGD, CMR, COD, GMB, GNB, IDN, LBR, MOZ, NER, PHL, TGO
GHA | Nurse | 5842.1327 | 2023 |  | Average of values from BGD, CMR, COD, GMB, GNB, IDN, LBR, MOZ, NER, PHL, TGO
GHA | Technician | 4796.3033 | 2023 |  | Average of values from BGD, CMR, COD, GMB, GNB, IDN, LBR, MOZ, NER, PHL, TGO
GHA | Doctor | 15582.9184 | 2023 |  | Average of values from BGD, CMR, COD, GMB, GNB, IDN, LBR, MOZ, NER, PHL, TGO
GHA | Other | 7465.1964 | 2023 |  | Average of values from BGD, CMR, COD, GMB, GNB, IDN, LBR, MOZ, NER, PHL, TGO
GRD | Laboratory Technologist | 5531.9542 | 2023 |  | Average of values from BGD, CMR, COD, GMB, GNB, IDN, LBR, MOZ, NER, PHL, TGO
GRD | Microbiologist | 14227.5785 | 2023 |  | Average of values from BGD, CMR, COD, GMB, GNB, IDN, LBR, MOZ, NER, PHL, TGO
GRD | Janitor | 2618.1025 | 2023 |  | Average of values from BGD, CMR, COD, GMB, GNB, IDN, LBR, MOZ, NER, PHL, TGO
GRD | Laboratory Assistant | 4896.8851 | 2023 |  | Average of values from BGD, CMR, COD, GMB, GNB, IDN, LBR, MOZ, NER, PHL, TGO
GRD | Nurse | 5842.1327 | 2023 |  | Average of values from BGD, CMR, COD, GMB, GNB, IDN, LBR, MOZ, NER, PHL, TGO
GRD | Technician | 4796.3033 | 2023 |  | Average of values from BGD, CMR, COD, GMB, GNB, IDN, LBR, MOZ, NER, PHL, TGO
GRD | Doctor | 15582.9184 | 2023 |  | Average of values from BGD, CMR, COD, GMB, GNB, IDN, LBR, MOZ, NER, PHL, TGO
GRD | Other | 7465.1964 | 2023 |  | Average of values from BGD, CMR, COD, GMB, GNB, IDN, LBR, MOZ, NER, PHL, TGO
GTM | Laboratory Technologist | 5531.9542 | 2023 |  | Average of values from BGD, CMR, COD, GMB, GNB, IDN, LBR, MOZ, NER, PHL, TGO
GTM | Microbiologist | 14227.5785 | 2023 |  | Average of values from BGD, CMR, COD, GMB, GNB, IDN, LBR, MOZ, NER, PHL, TGO
GTM | Janitor | 2618.1025 | 2023 |  | Average of values from BGD, CMR, COD, GMB, GNB, IDN, LBR, MOZ, NER, PHL, TGO
GTM | Laboratory Assistant | 4896.8851 | 2023 |  | Average of values from BGD, CMR, COD, GMB, GNB, IDN, LBR, MOZ, NER, PHL, TGO
GTM | Nurse | 5842.1327 | 2023 |  | Average of values from BGD, CMR, COD, GMB, GNB, IDN, LBR, MOZ, NER, PHL, TGO
GTM | Technician | 4796.3033 | 2023 |  | Average of values from BGD, CMR, COD, GMB, GNB, IDN, LBR, MOZ, NER, PHL, TGO
GTM | Doctor | 15582.9184 | 2023 |  | Average of values from BGD, CMR, COD, GMB, GNB, IDN, LBR, MOZ, NER, PHL, TGO
GTM | Other | 7465.1964 | 2023 |  | Average of values from BGD, CMR, COD, GMB, GNB, IDN, LBR, MOZ, NER, PHL, TGO
GIN | Laboratory Technologist | 5531.9542 | 2023 |  | Average of values from BGD, CMR, COD, GMB, GNB, IDN, LBR, MOZ, NER, PHL, TGO
GIN | Microbiologist | 14227.5785 | 2023 |  | Average of values from BGD, CMR, COD, GMB, GNB, IDN, LBR, MOZ, NER, PHL, TGO
GIN | Janitor | 2618.1025 | 2023 |  | Average of values from BGD, CMR, COD, GMB, GNB, IDN, LBR, MOZ, NER, PHL, TGO
GIN | Laboratory Assistant | 4896.8851 | 2023 |  | Average of values from BGD, CMR, COD, GMB, GNB, IDN, LBR, MOZ, NER, PHL, TGO
GIN | Nurse | 5842.1327 | 2023 |  | Average of values from BGD, CMR, COD, GMB, GNB, IDN, LBR, MOZ, NER, PHL, TGO
GIN | Technician | 4796.3033 | 2023 |  | Average of values from BGD, CMR, COD, GMB, GNB, IDN, LBR, MOZ, NER, PHL, TGO
GIN | Doctor | 15582.9184 | 2023 |  | Average of values from BGD, CMR, COD, GMB, GNB, IDN, LBR, MOZ, NER, PHL, TGO
GIN | Other | 7465.1964 | 2023 |  | Average of values from BGD, CMR, COD, GMB, GNB, IDN, LBR, MOZ, NER, PHL, TGO
GNB | Laboratory Technologist | 5018.836 | 2023 | Laboratory Technician | https://www.salaryexplorer.com/average-salary-wage-comparison-guinea-bissau-laboratory-technician-c92j976 | 1
GNB | Microbiologist | 13493.264 | 2023 |  | https://www.salaryexplorer.com/average-salary-wage-comparison-guinea-bissau-microbiologist-c92j687 | 1
GNB | Janitor | 1826.5272 | 2023 | Cleaner | https://www.salaryexplorer.com/average-salary-wage-comparison-guinea-bissau-cleaner-c92j156 | 1
GNB | Laboratory Assistant | 5018.836 | 2023 | Laboratory Technician | https://www.salaryexplorer.com/average-salary-wage-comparison-guinea-bissau-laboratory-technician-c92j976 | 1
GNB | Nurse | 6516.2592 | 2023 |  | https://www.salaryexplorer.com/average-salary-wage-comparison-guinea-bissau-nursing-c92d12 | 1
GNB | Technician | 5018.836 | 2023 | Laboratory Technician | https://www.salaryexplorer.com/average-salary-wage-comparison-guinea-bissau-laboratory-technician-c92j976 | 1
GNB | Doctor | 15829.9024 | 2023 |  | https://www.salaryexplorer.com/average-salary-wage-comparison-guinea-bissau-doctor-physician-c92d13 | 1
GNB | Other | 7531.7801 | 2023 | Average |  | 1
GUY | Laboratory Technologist | 5531.9542 | 2023 |  | Average of values from BGD, CMR, COD, GMB, GNB, IDN, LBR, MOZ, NER, PHL, TGO
GUY | Microbiologist | 14227.5785 | 2023 |  | Average of values from BGD, CMR, COD, GMB, GNB, IDN, LBR, MOZ, NER, PHL, TGO
GUY | Janitor | 2618.1025 | 2023 |  | Average of values from BGD, CMR, COD, GMB, GNB, IDN, LBR, MOZ, NER, PHL, TGO
GUY | Laboratory Assistant | 4896.8851 | 2023 |  | Average of values from BGD, CMR, COD, GMB, GNB, IDN, LBR, MOZ, NER, PHL, TGO
GUY | Nurse | 5842.1327 | 2023 |  | Average of values from BGD, CMR, COD, GMB, GNB, IDN, LBR, MOZ, NER, PHL, TGO
GUY | Technician | 4796.3033 | 2023 |  | Average of values from BGD, CMR, COD, GMB, GNB, IDN, LBR, MOZ, NER, PHL, TGO
GUY | Doctor | 15582.9184 | 2023 |  | Average of values from BGD, CMR, COD, GMB, GNB, IDN, LBR, MOZ, NER, PHL, TGO
GUY | Other | 7465.1964 | 2023 |  | Average of values from BGD, CMR, COD, GMB, GNB, IDN, LBR, MOZ, NER, PHL, TGO
HTI | Laboratory Technologist | 5531.9542 | 2023 |  | Average of values from BGD, CMR, COD, GMB, GNB, IDN, LBR, MOZ, NER, PHL, TGO
HTI | Microbiologist | 14227.5785 | 2023 |  | Average of values from BGD, CMR, COD, GMB, GNB, IDN, LBR, MOZ, NER, PHL, TGO
HTI | Janitor | 2618.1025 | 2023 |  | Average of values from BGD, CMR, COD, GMB, GNB, IDN, LBR, MOZ, NER, PHL, TGO
HTI | Laboratory Assistant | 4896.8851 | 2023 |  | Average of values from BGD, CMR, COD, GMB, GNB, IDN, LBR, MOZ, NER, PHL, TGO
HTI | Nurse | 5842.1327 | 2023 |  | Average of values from BGD, CMR, COD, GMB, GNB, IDN, LBR, MOZ, NER, PHL, TGO
HTI | Technician | 4796.3033 | 2023 |  | Average of values from BGD, CMR, COD, GMB, GNB, IDN, LBR, MOZ, NER, PHL, TGO
HTI | Doctor | 15582.9184 | 2023 |  | Average of values from BGD, CMR, COD, GMB, GNB, IDN, LBR, MOZ, NER, PHL, TGO
HTI | Other | 7465.1964 | 2023 |  | Average of values from BGD, CMR, COD, GMB, GNB, IDN, LBR, MOZ, NER, PHL, TGO
HND | Laboratory Technologist | 5531.9542 | 2023 |  | Average of values from BGD, CMR, COD, GMB, GNB, IDN, LBR, MOZ, NER, PHL, TGO
HND | Microbiologist | 14227.5785 | 2023 |  | Average of values from BGD, CMR, COD, GMB, GNB, IDN, LBR, MOZ, NER, PHL, TGO
HND | Janitor | 2618.1025 | 2023 |  | Average of values from BGD, CMR, COD, GMB, GNB, IDN, LBR, MOZ, NER, PHL, TGO
HND | Laboratory Assistant | 4896.8851 | 2023 |  | Average of values from BGD, CMR, COD, GMB, GNB, IDN, LBR, MOZ, NER, PHL, TGO
HND | Nurse | 5842.1327 | 2023 |  | Average of values from BGD, CMR, COD, GMB, GNB, IDN, LBR, MOZ, NER, PHL, TGO
HND | Technician | 4796.3033 | 2023 |  | Average of values from BGD, CMR, COD, GMB, GNB, IDN, LBR, MOZ, NER, PHL, TGO
HND | Doctor | 15582.9184 | 2023 |  | Average of values from BGD, CMR, COD, GMB, GNB, IDN, LBR, MOZ, NER, PHL, TGO
HND | Other | 7465.1964 | 2023 |  | Average of values from BGD, CMR, COD, GMB, GNB, IDN, LBR, MOZ, NER, PHL, TGO
IND | Laboratory Technologist | 4285.68 | 2020 |  | FIND DNO | 1
IND | Microbiologist | 12000 | 2020 |  | FIND DNO | 1
IND | Janitor | 3395.3638 | 2020 | Used Technician |  | 1
IND | Laboratory Assistant | 3421.8506 | 2020 | Estimated using Laboratory Technologist salary |  | 1
IND | Nurse | 3421.8506 | 2020 | Used Laboratory Assistant |  | 1
IND | Technician | 3395.3638 | 2020 | Estimated using Laboratory Technologist salary |  | 1
IND | Doctor | 12000 | 2020 | Used Microbiologist |  | 1
IND | Other | 5988.587 | 2020 | Average |  | 1
IDN | Laboratory Technologist | 6579.4 | 2023 | Laboratory Technician | http://www.salaryexplorer.com/salary-survey.php?loc=101&loctype=1&job=5076&jobtype=3 | 1
IDN | Microbiologist | 23316 | 2023 |  | http://www.salaryexplorer.com/salary-survey.php?loc=101&loctype=1&job=687&jobtype=3 | 1
IDN | Janitor | 2921.2 | 2023 | cleaner | http://www.salaryexplorer.com/salary-survey.php?loc=101&loctype=1&job=156&jobtype=3 | 1
IDN | Laboratory Assistant | 7236 | 2023 |  | http://www.salaryexplorer.com/salary-survey.php?loc=101&loctype=1&job=11101&jobtype=3 | 1
IDN | Nurse | 9447 | 2023 |  | http://www.salaryexplorer.com/salary-survey.php?loc=101&loctype=1&job=12&jobtype=2 | 1
IDN | Technician | 6579.4 | 2023 |  | http://www.salaryexplorer.com/salary-survey.php?loc=101&loctype=1&job=5076&jobtype=3 | 1
IDN | Doctor | 22981 | 2023 |  | http://www.salaryexplorer.com/salary-survey.php?loc=101&loctype=1&job=13&jobtype=2 | 1
IDN | Other | 9346.5 | 2023 | Average |  | 1
IRN | Laboratory Technologist | 5531.9542 | 2023 |  | Average of values from BGD, CMR, COD, GMB, GNB, IDN, LBR, MOZ, NER, PHL, TGO
IRN | Microbiologist | 14227.5785 | 2023 |  | Average of values from BGD, CMR, COD, GMB, GNB, IDN, LBR, MOZ, NER, PHL, TGO
IRN | Janitor | 2618.1025 | 2023 |  | Average of values from BGD, CMR, COD, GMB, GNB, IDN, LBR, MOZ, NER, PHL, TGO
IRN | Laboratory Assistant | 4896.8851 | 2023 |  | Average of values from BGD, CMR, COD, GMB, GNB, IDN, LBR, MOZ, NER, PHL, TGO
IRN | Nurse | 5842.1327 | 2023 |  | Average of values from BGD, CMR, COD, GMB, GNB, IDN, LBR, MOZ, NER, PHL, TGO
IRN | Technician | 4796.3033 | 2023 |  | Average of values from BGD, CMR, COD, GMB, GNB, IDN, LBR, MOZ, NER, PHL, TGO
IRN | Doctor | 15582.9184 | 2023 |  | Average of values from BGD, CMR, COD, GMB, GNB, IDN, LBR, MOZ, NER, PHL, TGO
IRN | Other | 7465.1964 | 2023 |  | Average of values from BGD, CMR, COD, GMB, GNB, IDN, LBR, MOZ, NER, PHL, TGO
IRQ | Laboratory Technologist | 5531.9542 | 2023 |  | Average of values from BGD, CMR, COD, GMB, GNB, IDN, LBR, MOZ, NER, PHL, TGO
IRQ | Microbiologist | 14227.5785 | 2023 |  | Average of values from BGD, CMR, COD, GMB, GNB, IDN, LBR, MOZ, NER, PHL, TGO
IRQ | Janitor | 2618.1025 | 2023 |  | Average of values from BGD, CMR, COD, GMB, GNB, IDN, LBR, MOZ, NER, PHL, TGO
IRQ | Laboratory Assistant | 4896.8851 | 2023 |  | Average of values from BGD, CMR, COD, GMB, GNB, IDN, LBR, MOZ, NER, PHL, TGO
IRQ | Nurse | 5842.1327 | 2023 |  | Average of values from BGD, CMR, COD, GMB, GNB, IDN, LBR, MOZ, NER, PHL, TGO
IRQ | Technician | 4796.3033 | 2023 |  | Average of values from BGD, CMR, COD, GMB, GNB, IDN, LBR, MOZ, NER, PHL, TGO
IRQ | Doctor | 15582.9184 | 2023 |  | Average of values from BGD, CMR, COD, GMB, GNB, IDN, LBR, MOZ, NER, PHL, TGO
IRQ | Other | 7465.1964 | 2023 |  | Average of values from BGD, CMR, COD, GMB, GNB, IDN, LBR, MOZ, NER, PHL, TGO
JAM | Laboratory Technologist | 5531.9542 | 2023 |  | Average of values from BGD, CMR, COD, GMB, GNB, IDN, LBR, MOZ, NER, PHL, TGO
JAM | Microbiologist | 14227.5785 | 2023 |  | Average of values from BGD, CMR, COD, GMB, GNB, IDN, LBR, MOZ, NER, PHL, TGO
JAM | Janitor | 2618.1025 | 2023 |  | Average of values from BGD, CMR, COD, GMB, GNB, IDN, LBR, MOZ, NER, PHL, TGO
JAM | Laboratory Assistant | 4896.8851 | 2023 |  | Average of values from BGD, CMR, COD, GMB, GNB, IDN, LBR, MOZ, NER, PHL, TGO
JAM | Nurse | 5842.1327 | 2023 |  | Average of values from BGD, CMR, COD, GMB, GNB, IDN, LBR, MOZ, NER, PHL, TGO
JAM | Technician | 4796.3033 | 2023 |  | Average of values from BGD, CMR, COD, GMB, GNB, IDN, LBR, MOZ, NER, PHL, TGO
JAM | Doctor | 15582.9184 | 2023 |  | Average of values from BGD, CMR, COD, GMB, GNB, IDN, LBR, MOZ, NER, PHL, TGO
JAM | Other | 7465.1964 | 2023 |  | Average of values from BGD, CMR, COD, GMB, GNB, IDN, LBR, MOZ, NER, PHL, TGO
KAZ | Laboratory Technologist | 5531.9542 | 2023 |  | Average of values from BGD, CMR, COD, GMB, GNB, IDN, LBR, MOZ, NER, PHL, TGO
KAZ | Microbiologist | 14227.5785 | 2023 |  | Average of values from BGD, CMR, COD, GMB, GNB, IDN, LBR, MOZ, NER, PHL, TGO
KAZ | Janitor | 2618.1025 | 2023 |  | Average of values from BGD, CMR, COD, GMB, GNB, IDN, LBR, MOZ, NER, PHL, TGO
KAZ | Laboratory Assistant | 4896.8851 | 2023 |  | Average of values from BGD, CMR, COD, GMB, GNB, IDN, LBR, MOZ, NER, PHL, TGO
KAZ | Nurse | 5842.1327 | 2023 |  | Average of values from BGD, CMR, COD, GMB, GNB, IDN, LBR, MOZ, NER, PHL, TGO
KAZ | Technician | 4796.3033 | 2023 |  | Average of values from BGD, CMR, COD, GMB, GNB, IDN, LBR, MOZ, NER, PHL, TGO
KAZ | Doctor | 15582.9184 | 2023 |  | Average of values from BGD, CMR, COD, GMB, GNB, IDN, LBR, MOZ, NER, PHL, TGO
KAZ | Other | 7465.1964 | 2023 |  | Average of values from BGD, CMR, COD, GMB, GNB, IDN, LBR, MOZ, NER, PHL, TGO
KEN | Laboratory Technologist | 5531.9542 | 2023 |  | Average of values from BGD, CMR, COD, GMB, GNB, IDN, LBR, MOZ, NER, PHL, TGO
KEN | Microbiologist | 14227.5785 | 2023 |  | Average of values from BGD, CMR, COD, GMB, GNB, IDN, LBR, MOZ, NER, PHL, TGO
KEN | Janitor | 2618.1025 | 2023 |  | Average of values from BGD, CMR, COD, GMB, GNB, IDN, LBR, MOZ, NER, PHL, TGO
KEN | Laboratory Assistant | 4896.8851 | 2023 |  | Average of values from BGD, CMR, COD, GMB, GNB, IDN, LBR, MOZ, NER, PHL, TGO
KEN | Nurse | 5842.1327 | 2023 |  | Average of values from BGD, CMR, COD, GMB, GNB, IDN, LBR, MOZ, NER, PHL, TGO
KEN | Technician | 4796.3033 | 2023 |  | Average of values from BGD, CMR, COD, GMB, GNB, IDN, LBR, MOZ, NER, PHL, TGO
KEN | Doctor | 15582.9184 | 2023 |  | Average of values from BGD, CMR, COD, GMB, GNB, IDN, LBR, MOZ, NER, PHL, TGO
KEN | Other | 7465.1964 | 2023 |  | Average of values from BGD, CMR, COD, GMB, GNB, IDN, LBR, MOZ, NER, PHL, TGO
KIR | Laboratory Technologist | 5531.9542 | 2023 |  | Average of values from BGD, CMR, COD, GMB, GNB, IDN, LBR, MOZ, NER, PHL, TGO
KIR | Microbiologist | 14227.5785 | 2023 |  | Average of values from BGD, CMR, COD, GMB, GNB, IDN, LBR, MOZ, NER, PHL, TGO
KIR | Janitor | 2618.1025 | 2023 |  | Average of values from BGD, CMR, COD, GMB, GNB, IDN, LBR, MOZ, NER, PHL, TGO
KIR | Laboratory Assistant | 4896.8851 | 2023 |  | Average of values from BGD, CMR, COD, GMB, GNB, IDN, LBR, MOZ, NER, PHL, TGO
KIR | Nurse | 5842.1327 | 2023 |  | Average of values from BGD, CMR, COD, GMB, GNB, IDN, LBR, MOZ, NER, PHL, TGO
KIR | Technician | 4796.3033 | 2023 |  | Average of values from BGD, CMR, COD, GMB, GNB, IDN, LBR, MOZ, NER, PHL, TGO
KIR | Doctor | 15582.9184 | 2023 |  | Average of values from BGD, CMR, COD, GMB, GNB, IDN, LBR, MOZ, NER, PHL, TGO
KIR | Other | 7465.1964 | 2023 |  | Average of values from BGD, CMR, COD, GMB, GNB, IDN, LBR, MOZ, NER, PHL, TGO
PRK | Laboratory Technologist | 5531.9542 | 2023 |  | Average of values from BGD, CMR, COD, GMB, GNB, IDN, LBR, MOZ, NER, PHL, TGO
PRK | Microbiologist | 14227.5785 | 2023 |  | Average of values from BGD, CMR, COD, GMB, GNB, IDN, LBR, MOZ, NER, PHL, TGO
PRK | Janitor | 2618.1025 | 2023 |  | Average of values from BGD, CMR, COD, GMB, GNB, IDN, LBR, MOZ, NER, PHL, TGO
PRK | Laboratory Assistant | 4896.8851 | 2023 |  | Average of values from BGD, CMR, COD, GMB, GNB, IDN, LBR, MOZ, NER, PHL, TGO
PRK | Nurse | 5842.1327 | 2023 |  | Average of values from BGD, CMR, COD, GMB, GNB, IDN, LBR, MOZ, NER, PHL, TGO
PRK | Technician | 4796.3033 | 2023 |  | Average of values from BGD, CMR, COD, GMB, GNB, IDN, LBR, MOZ, NER, PHL, TGO
PRK | Doctor | 15582.9184 | 2023 |  | Average of values from BGD, CMR, COD, GMB, GNB, IDN, LBR, MOZ, NER, PHL, TGO
PRK | Other | 7465.1964 | 2023 |  | Average of values from BGD, CMR, COD, GMB, GNB, IDN, LBR, MOZ, NER, PHL, TGO
KGZ | Laboratory Technologist | 5531.9542 | 2023 |  | Average of values from BGD, CMR, COD, GMB, GNB, IDN, LBR, MOZ, NER, PHL, TGO
KGZ | Microbiologist | 14227.5785 | 2023 |  | Average of values from BGD, CMR, COD, GMB, GNB, IDN, LBR, MOZ, NER, PHL, TGO
KGZ | Janitor | 2618.1025 | 2023 |  | Average of values from BGD, CMR, COD, GMB, GNB, IDN, LBR, MOZ, NER, PHL, TGO
KGZ | Laboratory Assistant | 4896.8851 | 2023 |  | Average of values from BGD, CMR, COD, GMB, GNB, IDN, LBR, MOZ, NER, PHL, TGO
KGZ | Nurse | 5842.1327 | 2023 |  | Average of values from BGD, CMR, COD, GMB, GNB, IDN, LBR, MOZ, NER, PHL, TGO
KGZ | Technician | 4796.3033 | 2023 |  | Average of values from BGD, CMR, COD, GMB, GNB, IDN, LBR, MOZ, NER, PHL, TGO
KGZ | Doctor | 15582.9184 | 2023 |  | Average of values from BGD, CMR, COD, GMB, GNB, IDN, LBR, MOZ, NER, PHL, TGO
KGZ | Other | 7465.1964 | 2023 |  | Average of values from BGD, CMR, COD, GMB, GNB, IDN, LBR, MOZ, NER, PHL, TGO
LAO | Laboratory Technologist | 5531.9542 | 2023 |  | Average of values from BGD, CMR, COD, GMB, GNB, IDN, LBR, MOZ, NER, PHL, TGO
LAO | Microbiologist | 14227.5785 | 2023 |  | Average of values from BGD, CMR, COD, GMB, GNB, IDN, LBR, MOZ, NER, PHL, TGO
LAO | Janitor | 2618.1025 | 2023 |  | Average of values from BGD, CMR, COD, GMB, GNB, IDN, LBR, MOZ, NER, PHL, TGO
LAO | Laboratory Assistant | 4896.8851 | 2023 |  | Average of values from BGD, CMR, COD, GMB, GNB, IDN, LBR, MOZ, NER, PHL, TGO
LAO | Nurse | 5842.1327 | 2023 |  | Average of values from BGD, CMR, COD, GMB, GNB, IDN, LBR, MOZ, NER, PHL, TGO
LAO | Technician | 4796.3033 | 2023 |  | Average of values from BGD, CMR, COD, GMB, GNB, IDN, LBR, MOZ, NER, PHL, TGO
LAO | Doctor | 15582.9184 | 2023 |  | Average of values from BGD, CMR, COD, GMB, GNB, IDN, LBR, MOZ, NER, PHL, TGO
LAO | Other | 7465.1964 | 2023 |  | Average of values from BGD, CMR, COD, GMB, GNB, IDN, LBR, MOZ, NER, PHL, TGO
LBN | Laboratory Technologist | 5531.9542 | 2023 |  | Average of values from BGD, CMR, COD, GMB, GNB, IDN, LBR, MOZ, NER, PHL, TGO
LBN | Microbiologist | 14227.5785 | 2023 |  | Average of values from BGD, CMR, COD, GMB, GNB, IDN, LBR, MOZ, NER, PHL, TGO
LBN | Janitor | 2618.1025 | 2023 |  | Average of values from BGD, CMR, COD, GMB, GNB, IDN, LBR, MOZ, NER, PHL, TGO
LBN | Laboratory Assistant | 4896.8851 | 2023 |  | Average of values from BGD, CMR, COD, GMB, GNB, IDN, LBR, MOZ, NER, PHL, TGO
LBN | Nurse | 5842.1327 | 2023 |  | Average of values from BGD, CMR, COD, GMB, GNB, IDN, LBR, MOZ, NER, PHL, TGO
LBN | Technician | 4796.3033 | 2023 |  | Average of values from BGD, CMR, COD, GMB, GNB, IDN, LBR, MOZ, NER, PHL, TGO
LBN | Doctor | 15582.9184 | 2023 |  | Average of values from BGD, CMR, COD, GMB, GNB, IDN, LBR, MOZ, NER, PHL, TGO
LBN | Other | 7465.1964 | 2023 |  | Average of values from BGD, CMR, COD, GMB, GNB, IDN, LBR, MOZ, NER, PHL, TGO
LSO | Laboratory Technologist | 5531.9542 | 2023 |  | Average of values from BGD, CMR, COD, GMB, GNB, IDN, LBR, MOZ, NER, PHL, TGO
LSO | Microbiologist | 14227.5785 | 2023 |  | Average of values from BGD, CMR, COD, GMB, GNB, IDN, LBR, MOZ, NER, PHL, TGO
LSO | Janitor | 2618.1025 | 2023 |  | Average of values from BGD, CMR, COD, GMB, GNB, IDN, LBR, MOZ, NER, PHL, TGO
LSO | Laboratory Assistant | 4896.8851 | 2023 |  | Average of values from BGD, CMR, COD, GMB, GNB, IDN, LBR, MOZ, NER, PHL, TGO
LSO | Nurse | 5842.1327 | 2023 |  | Average of values from BGD, CMR, COD, GMB, GNB, IDN, LBR, MOZ, NER, PHL, TGO
LSO | Technician | 4796.3033 | 2023 |  | Average of values from BGD, CMR, COD, GMB, GNB, IDN, LBR, MOZ, NER, PHL, TGO
LSO | Doctor | 15582.9184 | 2023 |  | Average of values from BGD, CMR, COD, GMB, GNB, IDN, LBR, MOZ, NER, PHL, TGO
LSO | Other | 7465.1964 | 2023 |  | Average of values from BGD, CMR, COD, GMB, GNB, IDN, LBR, MOZ, NER, PHL, TGO
LBR | Laboratory Technologist | 5579.6 | 2023 | cytology laboratory technologist | http://www.salaryexplorer.com/salary-survey.php?loc=121&loctype=1&job=12271&jobtype=3 | 1
LBR | Microbiologist | 11020 | 2023 |  | http://www.salaryexplorer.com/salary-survey.php?loc=121&loctype=1&job=687&jobtype=3 | 1
LBR | Janitor | 1809.6 | 2023 | cleaner | http://www.salaryexplorer.com/salary-survey.php?loc=121&loctype=1&job=16&jobtype=1 | 1
LBR | Laboratory Assistant | 4002 | 2023 | Laboratory Technician | http://www.salaryexplorer.com/salary-survey.php?loc=121&loctype=1&job=976&jobtype=3 | 1
LBR | Nurse | 4825.6 | 2023 |  | http://www.salaryexplorer.com/salary-survey.php?loc=121&loctype=1&job=12&jobtype=2 | 1
LBR | Technician | 4002 | 2023 | Laboratory Technician | http://www.salaryexplorer.com/salary-survey.php?loc=121&loctype=1&job=976&jobtype=3 | 1
LBR | Doctor | 11716 | 2023 |  | http://www.salaryexplorer.com/salary-survey.php?loc=121&loctype=1&job=13&jobtype=2 | 1
LBR | Other | 6136.4 | 2023 | Average |  | 1
LBY | Laboratory Technologist | 5531.9542 | 2023 |  | Average of values from BGD, CMR, COD, GMB, GNB, IDN, LBR, MOZ, NER, PHL, TGO
LBY | Microbiologist | 14227.5785 | 2023 |  | Average of values from BGD, CMR, COD, GMB, GNB, IDN, LBR, MOZ, NER, PHL, TGO
LBY | Janitor | 2618.1025 | 2023 |  | Average of values from BGD, CMR, COD, GMB, GNB, IDN, LBR, MOZ, NER, PHL, TGO
LBY | Laboratory Assistant | 4896.8851 | 2023 |  | Average of values from BGD, CMR, COD, GMB, GNB, IDN, LBR, MOZ, NER, PHL, TGO
LBY | Nurse | 5842.1327 | 2023 |  | Average of values from BGD, CMR, COD, GMB, GNB, IDN, LBR, MOZ, NER, PHL, TGO
LBY | Technician | 4796.3033 | 2023 |  | Average of values from BGD, CMR, COD, GMB, GNB, IDN, LBR, MOZ, NER, PHL, TGO
LBY | Doctor | 15582.9184 | 2023 |  | Average of values from BGD, CMR, COD, GMB, GNB, IDN, LBR, MOZ, NER, PHL, TGO
LBY | Other | 7465.1964 | 2023 |  | Average of values from BGD, CMR, COD, GMB, GNB, IDN, LBR, MOZ, NER, PHL, TGO
MKD | Laboratory Technologist | 5531.9542 | 2023 |  | Average of values from BGD, CMR, COD, GMB, GNB, IDN, LBR, MOZ, NER, PHL, TGO
MKD | Microbiologist | 14227.5785 | 2023 |  | Average of values from BGD, CMR, COD, GMB, GNB, IDN, LBR, MOZ, NER, PHL, TGO
MKD | Janitor | 2618.1025 | 2023 |  | Average of values from BGD, CMR, COD, GMB, GNB, IDN, LBR, MOZ, NER, PHL, TGO
MKD | Laboratory Assistant | 4896.8851 | 2023 |  | Average of values from BGD, CMR, COD, GMB, GNB, IDN, LBR, MOZ, NER, PHL, TGO
MKD | Nurse | 5842.1327 | 2023 |  | Average of values from BGD, CMR, COD, GMB, GNB, IDN, LBR, MOZ, NER, PHL, TGO
MKD | Technician | 4796.3033 | 2023 |  | Average of values from BGD, CMR, COD, GMB, GNB, IDN, LBR, MOZ, NER, PHL, TGO
MKD | Doctor | 15582.9184 | 2023 |  | Average of values from BGD, CMR, COD, GMB, GNB, IDN, LBR, MOZ, NER, PHL, TGO
MKD | Other | 7465.1964 | 2023 |  | Average of values from BGD, CMR, COD, GMB, GNB, IDN, LBR, MOZ, NER, PHL, TGO
MDG | Laboratory Technologist | 5531.9542 | 2023 |  | Average of values from BGD, CMR, COD, GMB, GNB, IDN, LBR, MOZ, NER, PHL, TGO
MDG | Microbiologist | 14227.5785 | 2023 |  | Average of values from BGD, CMR, COD, GMB, GNB, IDN, LBR, MOZ, NER, PHL, TGO
MDG | Janitor | 2618.1025 | 2023 |  | Average of values from BGD, CMR, COD, GMB, GNB, IDN, LBR, MOZ, NER, PHL, TGO
MDG | Laboratory Assistant | 4896.8851 | 2023 |  | Average of values from BGD, CMR, COD, GMB, GNB, IDN, LBR, MOZ, NER, PHL, TGO
MDG | Nurse | 5842.1327 | 2023 |  | Average of values from BGD, CMR, COD, GMB, GNB, IDN, LBR, MOZ, NER, PHL, TGO
MDG | Technician | 4796.3033 | 2023 |  | Average of values from BGD, CMR, COD, GMB, GNB, IDN, LBR, MOZ, NER, PHL, TGO
MDG | Doctor | 15582.9184 | 2023 |  | Average of values from BGD, CMR, COD, GMB, GNB, IDN, LBR, MOZ, NER, PHL, TGO
MDG | Other | 7465.1964 | 2023 |  | Average of values from BGD, CMR, COD, GMB, GNB, IDN, LBR, MOZ, NER, PHL, TGO
MWI | Laboratory Technologist | 5531.9542 | 2023 |  | Average of values from BGD, CMR, COD, GMB, GNB, IDN, LBR, MOZ, NER, PHL, TGO
MWI | Microbiologist | 14227.5785 | 2023 |  | Average of values from BGD, CMR, COD, GMB, GNB, IDN, LBR, MOZ, NER, PHL, TGO
MWI | Janitor | 2618.1025 | 2023 |  | Average of values from BGD, CMR, COD, GMB, GNB, IDN, LBR, MOZ, NER, PHL, TGO
MWI | Laboratory Assistant | 4896.8851 | 2023 |  | Average of values from BGD, CMR, COD, GMB, GNB, IDN, LBR, MOZ, NER, PHL, TGO
MWI | Nurse | 5842.1327 | 2023 |  | Average of values from BGD, CMR, COD, GMB, GNB, IDN, LBR, MOZ, NER, PHL, TGO
MWI | Technician | 4796.3033 | 2023 |  | Average of values from BGD, CMR, COD, GMB, GNB, IDN, LBR, MOZ, NER, PHL, TGO
MWI | Doctor | 15582.9184 | 2023 |  | Average of values from BGD, CMR, COD, GMB, GNB, IDN, LBR, MOZ, NER, PHL, TGO
MWI | Other | 7465.1964 | 2023 |  | Average of values from BGD, CMR, COD, GMB, GNB, IDN, LBR, MOZ, NER, PHL, TGO
MYS | Laboratory Technologist | 5531.9542 | 2023 |  | Average of values from BGD, CMR, COD, GMB, GNB, IDN, LBR, MOZ, NER, PHL, TGO
MYS | Microbiologist | 14227.5785 | 2023 |  | Average of values from BGD, CMR, COD, GMB, GNB, IDN, LBR, MOZ, NER, PHL, TGO
MYS | Janitor | 2618.1025 | 2023 |  | Average of values from BGD, CMR, COD, GMB, GNB, IDN, LBR, MOZ, NER, PHL, TGO
MYS | Laboratory Assistant | 4896.8851 | 2023 |  | Average of values from BGD, CMR, COD, GMB, GNB, IDN, LBR, MOZ, NER, PHL, TGO
MYS | Nurse | 5842.1327 | 2023 |  | Average of values from BGD, CMR, COD, GMB, GNB, IDN, LBR, MOZ, NER, PHL, TGO
MYS | Technician | 4796.3033 | 2023 |  | Average of values from BGD, CMR, COD, GMB, GNB, IDN, LBR, MOZ, NER, PHL, TGO
MYS | Doctor | 15582.9184 | 2023 |  | Average of values from BGD, CMR, COD, GMB, GNB, IDN, LBR, MOZ, NER, PHL, TGO
MYS | Other | 7465.1964 | 2023 |  | Average of values from BGD, CMR, COD, GMB, GNB, IDN, LBR, MOZ, NER, PHL, TGO
MDV | Laboratory Technologist | 5531.9542 | 2023 |  | Average of values from BGD, CMR, COD, GMB, GNB, IDN, LBR, MOZ, NER, PHL, TGO
MDV | Microbiologist | 14227.5785 | 2023 |  | Average of values from BGD, CMR, COD, GMB, GNB, IDN, LBR, MOZ, NER, PHL, TGO
MDV | Janitor | 2618.1025 | 2023 |  | Average of values from BGD, CMR, COD, GMB, GNB, IDN, LBR, MOZ, NER, PHL, TGO
MDV | Laboratory Assistant | 4896.8851 | 2023 |  | Average of values from BGD, CMR, COD, GMB, GNB, IDN, LBR, MOZ, NER, PHL, TGO
MDV | Nurse | 5842.1327 | 2023 |  | Average of values from BGD, CMR, COD, GMB, GNB, IDN, LBR, MOZ, NER, PHL, TGO
MDV | Technician | 4796.3033 | 2023 |  | Average of values from BGD, CMR, COD, GMB, GNB, IDN, LBR, MOZ, NER, PHL, TGO
MDV | Doctor | 15582.9184 | 2023 |  | Average of values from BGD, CMR, COD, GMB, GNB, IDN, LBR, MOZ, NER, PHL, TGO
MDV | Other | 7465.1964 | 2023 |  | Average of values from BGD, CMR, COD, GMB, GNB, IDN, LBR, MOZ, NER, PHL, TGO
MLI | Laboratory Technologist | 5531.9542 | 2023 |  | Average of values from BGD, CMR, COD, GMB, GNB, IDN, LBR, MOZ, NER, PHL, TGO
MLI | Microbiologist | 14227.5785 | 2023 |  | Average of values from BGD, CMR, COD, GMB, GNB, IDN, LBR, MOZ, NER, PHL, TGO
MLI | Janitor | 2618.1025 | 2023 |  | Average of values from BGD, CMR, COD, GMB, GNB, IDN, LBR, MOZ, NER, PHL, TGO
MLI | Laboratory Assistant | 4896.8851 | 2023 |  | Average of values from BGD, CMR, COD, GMB, GNB, IDN, LBR, MOZ, NER, PHL, TGO
MLI | Nurse | 5842.1327 | 2023 |  | Average of values from BGD, CMR, COD, GMB, GNB, IDN, LBR, MOZ, NER, PHL, TGO
MLI | Technician | 4796.3033 | 2023 |  | Average of values from BGD, CMR, COD, GMB, GNB, IDN, LBR, MOZ, NER, PHL, TGO
MLI | Doctor | 15582.9184 | 2023 |  | Average of values from BGD, CMR, COD, GMB, GNB, IDN, LBR, MOZ, NER, PHL, TGO
MLI | Other | 7465.1964 | 2023 |  | Average of values from BGD, CMR, COD, GMB, GNB, IDN, LBR, MOZ, NER, PHL, TGO
MHL | Laboratory Technologist | 5531.9542 | 2023 |  | Average of values from BGD, CMR, COD, GMB, GNB, IDN, LBR, MOZ, NER, PHL, TGO
MHL | Microbiologist | 14227.5785 | 2023 |  | Average of values from BGD, CMR, COD, GMB, GNB, IDN, LBR, MOZ, NER, PHL, TGO
MHL | Janitor | 2618.1025 | 2023 |  | Average of values from BGD, CMR, COD, GMB, GNB, IDN, LBR, MOZ, NER, PHL, TGO
MHL | Laboratory Assistant | 4896.8851 | 2023 |  | Average of values from BGD, CMR, COD, GMB, GNB, IDN, LBR, MOZ, NER, PHL, TGO
MHL | Nurse | 5842.1327 | 2023 |  | Average of values from BGD, CMR, COD, GMB, GNB, IDN, LBR, MOZ, NER, PHL, TGO
MHL | Technician | 4796.3033 | 2023 |  | Average of values from BGD, CMR, COD, GMB, GNB, IDN, LBR, MOZ, NER, PHL, TGO
MHL | Doctor | 15582.9184 | 2023 |  | Average of values from BGD, CMR, COD, GMB, GNB, IDN, LBR, MOZ, NER, PHL, TGO
MHL | Other | 7465.1964 | 2023 |  | Average of values from BGD, CMR, COD, GMB, GNB, IDN, LBR, MOZ, NER, PHL, TGO
MRT | Laboratory Technologist | 5531.9542 | 2023 |  | Average of values from BGD, CMR, COD, GMB, GNB, IDN, LBR, MOZ, NER, PHL, TGO
MRT | Microbiologist | 14227.5785 | 2023 |  | Average of values from BGD, CMR, COD, GMB, GNB, IDN, LBR, MOZ, NER, PHL, TGO
MRT | Janitor | 2618.1025 | 2023 |  | Average of values from BGD, CMR, COD, GMB, GNB, IDN, LBR, MOZ, NER, PHL, TGO
MRT | Laboratory Assistant | 4896.8851 | 2023 |  | Average of values from BGD, CMR, COD, GMB, GNB, IDN, LBR, MOZ, NER, PHL, TGO
MRT | Nurse | 5842.1327 | 2023 |  | Average of values from BGD, CMR, COD, GMB, GNB, IDN, LBR, MOZ, NER, PHL, TGO
MRT | Technician | 4796.3033 | 2023 |  | Average of values from BGD, CMR, COD, GMB, GNB, IDN, LBR, MOZ, NER, PHL, TGO
MRT | Doctor | 15582.9184 | 2023 |  | Average of values from BGD, CMR, COD, GMB, GNB, IDN, LBR, MOZ, NER, PHL, TGO
MRT | Other | 7465.1964 | 2023 |  | Average of values from BGD, CMR, COD, GMB, GNB, IDN, LBR, MOZ, NER, PHL, TGO
MUS | Laboratory Technologist | 5531.9542 | 2023 |  | Average of values from BGD, CMR, COD, GMB, GNB, IDN, LBR, MOZ, NER, PHL, TGO
MUS | Microbiologist | 14227.5785 | 2023 |  | Average of values from BGD, CMR, COD, GMB, GNB, IDN, LBR, MOZ, NER, PHL, TGO
MUS | Janitor | 2618.1025 | 2023 |  | Average of values from BGD, CMR, COD, GMB, GNB, IDN, LBR, MOZ, NER, PHL, TGO
MUS | Laboratory Assistant | 4896.8851 | 2023 |  | Average of values from BGD, CMR, COD, GMB, GNB, IDN, LBR, MOZ, NER, PHL, TGO
MUS | Nurse | 5842.1327 | 2023 |  | Average of values from BGD, CMR, COD, GMB, GNB, IDN, LBR, MOZ, NER, PHL, TGO
MUS | Technician | 4796.3033 | 2023 |  | Average of values from BGD, CMR, COD, GMB, GNB, IDN, LBR, MOZ, NER, PHL, TGO
MUS | Doctor | 15582.9184 | 2023 |  | Average of values from BGD, CMR, COD, GMB, GNB, IDN, LBR, MOZ, NER, PHL, TGO
MUS | Other | 7465.1964 | 2023 |  | Average of values from BGD, CMR, COD, GMB, GNB, IDN, LBR, MOZ, NER, PHL, TGO
FSM | Laboratory Technologist | 5531.9542 | 2023 |  | Average of values from BGD, CMR, COD, GMB, GNB, IDN, LBR, MOZ, NER, PHL, TGO
FSM | Microbiologist | 14227.5785 | 2023 |  | Average of values from BGD, CMR, COD, GMB, GNB, IDN, LBR, MOZ, NER, PHL, TGO
FSM | Janitor | 2618.1025 | 2023 |  | Average of values from BGD, CMR, COD, GMB, GNB, IDN, LBR, MOZ, NER, PHL, TGO
FSM | Laboratory Assistant | 4896.8851 | 2023 |  | Average of values from BGD, CMR, COD, GMB, GNB, IDN, LBR, MOZ, NER, PHL, TGO
FSM | Nurse | 5842.1327 | 2023 |  | Average of values from BGD, CMR, COD, GMB, GNB, IDN, LBR, MOZ, NER, PHL, TGO
FSM | Technician | 4796.3033 | 2023 |  | Average of values from BGD, CMR, COD, GMB, GNB, IDN, LBR, MOZ, NER, PHL, TGO
FSM | Doctor | 15582.9184 | 2023 |  | Average of values from BGD, CMR, COD, GMB, GNB, IDN, LBR, MOZ, NER, PHL, TGO
FSM | Other | 7465.1964 | 2023 |  | Average of values from BGD, CMR, COD, GMB, GNB, IDN, LBR, MOZ, NER, PHL, TGO
MDA | Laboratory Technologist | 5531.9542 | 2023 |  | Average of values from BGD, CMR, COD, GMB, GNB, IDN, LBR, MOZ, NER, PHL, TGO
MDA | Microbiologist | 14227.5785 | 2023 |  | Average of values from BGD, CMR, COD, GMB, GNB, IDN, LBR, MOZ, NER, PHL, TGO
MDA | Janitor | 2618.1025 | 2023 |  | Average of values from BGD, CMR, COD, GMB, GNB, IDN, LBR, MOZ, NER, PHL, TGO
MDA | Laboratory Assistant | 4896.8851 | 2023 |  | Average of values from BGD, CMR, COD, GMB, GNB, IDN, LBR, MOZ, NER, PHL, TGO
MDA | Nurse | 5842.1327 | 2023 |  | Average of values from BGD, CMR, COD, GMB, GNB, IDN, LBR, MOZ, NER, PHL, TGO
MDA | Technician | 4796.3033 | 2023 |  | Average of values from BGD, CMR, COD, GMB, GNB, IDN, LBR, MOZ, NER, PHL, TGO
MDA | Doctor | 15582.9184 | 2023 |  | Average of values from BGD, CMR, COD, GMB, GNB, IDN, LBR, MOZ, NER, PHL, TGO
MDA | Other | 7465.1964 | 2023 |  | Average of values from BGD, CMR, COD, GMB, GNB, IDN, LBR, MOZ, NER, PHL, TGO
MNG | Laboratory Technologist | 5531.9542 | 2023 |  | Average of values from BGD, CMR, COD, GMB, GNB, IDN, LBR, MOZ, NER, PHL, TGO
MNG | Microbiologist | 14227.5785 | 2023 |  | Average of values from BGD, CMR, COD, GMB, GNB, IDN, LBR, MOZ, NER, PHL, TGO
MNG | Janitor | 2618.1025 | 2023 |  | Average of values from BGD, CMR, COD, GMB, GNB, IDN, LBR, MOZ, NER, PHL, TGO
MNG | Laboratory Assistant | 4896.8851 | 2023 |  | Average of values from BGD, CMR, COD, GMB, GNB, IDN, LBR, MOZ, NER, PHL, TGO
MNG | Nurse | 5842.1327 | 2023 |  | Average of values from BGD, CMR, COD, GMB, GNB, IDN, LBR, MOZ, NER, PHL, TGO
MNG | Technician | 4796.3033 | 2023 |  | Average of values from BGD, CMR, COD, GMB, GNB, IDN, LBR, MOZ, NER, PHL, TGO
MNG | Doctor | 15582.9184 | 2023 |  | Average of values from BGD, CMR, COD, GMB, GNB, IDN, LBR, MOZ, NER, PHL, TGO
MNG | Other | 7465.1964 | 2023 |  | Average of values from BGD, CMR, COD, GMB, GNB, IDN, LBR, MOZ, NER, PHL, TGO
MNE | Laboratory Technologist | 5531.9542 | 2023 |  | Average of values from BGD, CMR, COD, GMB, GNB, IDN, LBR, MOZ, NER, PHL, TGO
MNE | Microbiologist | 14227.5785 | 2023 |  | Average of values from BGD, CMR, COD, GMB, GNB, IDN, LBR, MOZ, NER, PHL, TGO
MNE | Janitor | 2618.1025 | 2023 |  | Average of values from BGD, CMR, COD, GMB, GNB, IDN, LBR, MOZ, NER, PHL, TGO
MNE | Laboratory Assistant | 4896.8851 | 2023 |  | Average of values from BGD, CMR, COD, GMB, GNB, IDN, LBR, MOZ, NER, PHL, TGO
MNE | Nurse | 5842.1327 | 2023 |  | Average of values from BGD, CMR, COD, GMB, GNB, IDN, LBR, MOZ, NER, PHL, TGO
MNE | Technician | 4796.3033 | 2023 |  | Average of values from BGD, CMR, COD, GMB, GNB, IDN, LBR, MOZ, NER, PHL, TGO
MNE | Doctor | 15582.9184 | 2023 |  | Average of values from BGD, CMR, COD, GMB, GNB, IDN, LBR, MOZ, NER, PHL, TGO
MNE | Other | 7465.1964 | 2023 |  | Average of values from BGD, CMR, COD, GMB, GNB, IDN, LBR, MOZ, NER, PHL, TGO
MAR | Laboratory Technologist | 5531.9542 | 2023 |  | Average of values from BGD, CMR, COD, GMB, GNB, IDN, LBR, MOZ, NER, PHL, TGO
MAR | Microbiologist | 14227.5785 | 2023 |  | Average of values from BGD, CMR, COD, GMB, GNB, IDN, LBR, MOZ, NER, PHL, TGO
MAR | Janitor | 2618.1025 | 2023 |  | Average of values from BGD, CMR, COD, GMB, GNB, IDN, LBR, MOZ, NER, PHL, TGO
MAR | Laboratory Assistant | 4896.8851 | 2023 |  | Average of values from BGD, CMR, COD, GMB, GNB, IDN, LBR, MOZ, NER, PHL, TGO
MAR | Nurse | 5842.1327 | 2023 |  | Average of values from BGD, CMR, COD, GMB, GNB, IDN, LBR, MOZ, NER, PHL, TGO
MAR | Technician | 4796.3033 | 2023 |  | Average of values from BGD, CMR, COD, GMB, GNB, IDN, LBR, MOZ, NER, PHL, TGO
MAR | Doctor | 15582.9184 | 2023 |  | Average of values from BGD, CMR, COD, GMB, GNB, IDN, LBR, MOZ, NER, PHL, TGO
MAR | Other | 7465.1964 | 2023 |  | Average of values from BGD, CMR, COD, GMB, GNB, IDN, LBR, MOZ, NER, PHL, TGO
MOZ | Laboratory Technologist | 5888 | 2023 | Laboratory Technician | http://www.salaryexplorer.com/salary-survey.php?loc=147&loctype=1&job=976&jobtype=3 | 1
MOZ | Microbiologist | 15536 | 2023 | clinical microbiologist | http://www.salaryexplorer.com/salary-survey.php?loc=147&loctype=1&job=11985&jobtype=3 | 1
MOZ | Janitor | 2800 | 2023 | cleaner | http://www.salaryexplorer.com/salary-survey.php?loc=147&loctype=1&job=16&jobtype=1 | 1
MOZ | Laboratory Assistant | 5798.4 | 2023 |  | http://www.salaryexplorer.com/salary-survey.php?loc=147&loctype=1&job=976&jobtype=3 | 1
MOZ | Nurse | 7456 | 2023 |  | http://www.salaryexplorer.com/salary-survey.php?loc=147&loctype=1&job=12&jobtype=2 | 1
MOZ | Technician | 5888 | 2023 | Laboratory Technician | http://www.salaryexplorer.com/salary-survey.php?loc=147&loctype=1&job=976&jobtype=3 | 1
MOZ | Doctor | 18080 | 2023 |  | http://www.salaryexplorer.com/salary-survey.php?loc=147&loctype=1&job=13&jobtype=2 | 1
MOZ | Other | 8778.0571 | 2023 | Average |  | 1
MMR | Laboratory Technologist | 5531.9542 | 2023 |  | Average of values from BGD, CMR, COD, GMB, GNB, IDN, LBR, MOZ, NER, PHL, TGO
MMR | Microbiologist | 14227.5785 | 2023 |  | Average of values from BGD, CMR, COD, GMB, GNB, IDN, LBR, MOZ, NER, PHL, TGO
MMR | Janitor | 2618.1025 | 2023 |  | Average of values from BGD, CMR, COD, GMB, GNB, IDN, LBR, MOZ, NER, PHL, TGO
MMR | Laboratory Assistant | 4896.8851 | 2023 |  | Average of values from BGD, CMR, COD, GMB, GNB, IDN, LBR, MOZ, NER, PHL, TGO
MMR | Nurse | 5842.1327 | 2023 |  | Average of values from BGD, CMR, COD, GMB, GNB, IDN, LBR, MOZ, NER, PHL, TGO
MMR | Technician | 4796.3033 | 2023 |  | Average of values from BGD, CMR, COD, GMB, GNB, IDN, LBR, MOZ, NER, PHL, TGO
MMR | Doctor | 15582.9184 | 2023 |  | Average of values from BGD, CMR, COD, GMB, GNB, IDN, LBR, MOZ, NER, PHL, TGO
MMR | Other | 7465.1964 | 2023 |  | Average of values from BGD, CMR, COD, GMB, GNB, IDN, LBR, MOZ, NER, PHL, TGO
NAM | Laboratory Technologist | 5531.9542 | 2023 |  | Average of values from BGD, CMR, COD, GMB, GNB, IDN, LBR, MOZ, NER, PHL, TGO
NAM | Microbiologist | 14227.5785 | 2023 |  | Average of values from BGD, CMR, COD, GMB, GNB, IDN, LBR, MOZ, NER, PHL, TGO
NAM | Janitor | 2618.1025 | 2023 |  | Average of values from BGD, CMR, COD, GMB, GNB, IDN, LBR, MOZ, NER, PHL, TGO
NAM | Laboratory Assistant | 4896.8851 | 2023 |  | Average of values from BGD, CMR, COD, GMB, GNB, IDN, LBR, MOZ, NER, PHL, TGO
NAM | Nurse | 5842.1327 | 2023 |  | Average of values from BGD, CMR, COD, GMB, GNB, IDN, LBR, MOZ, NER, PHL, TGO
NAM | Technician | 4796.3033 | 2023 |  | Average of values from BGD, CMR, COD, GMB, GNB, IDN, LBR, MOZ, NER, PHL, TGO
NAM | Doctor | 15582.9184 | 2023 |  | Average of values from BGD, CMR, COD, GMB, GNB, IDN, LBR, MOZ, NER, PHL, TGO
NAM | Other | 7465.1964 | 2023 |  | Average of values from BGD, CMR, COD, GMB, GNB, IDN, LBR, MOZ, NER, PHL, TGO
NPL | Laboratory Technologist | 5531.9542 | 2023 |  | Average of values from BGD, CMR, COD, GMB, GNB, IDN, LBR, MOZ, NER, PHL, TGO
NPL | Microbiologist | 14227.5785 | 2023 |  | Average of values from BGD, CMR, COD, GMB, GNB, IDN, LBR, MOZ, NER, PHL, TGO
NPL | Janitor | 2618.1025 | 2023 |  | Average of values from BGD, CMR, COD, GMB, GNB, IDN, LBR, MOZ, NER, PHL, TGO
NPL | Laboratory Assistant | 4896.8851 | 2023 |  | Average of values from BGD, CMR, COD, GMB, GNB, IDN, LBR, MOZ, NER, PHL, TGO
NPL | Nurse | 5842.1327 | 2023 |  | Average of values from BGD, CMR, COD, GMB, GNB, IDN, LBR, MOZ, NER, PHL, TGO
NPL | Technician | 4796.3033 | 2023 |  | Average of values from BGD, CMR, COD, GMB, GNB, IDN, LBR, MOZ, NER, PHL, TGO
NPL | Doctor | 15582.9184 | 2023 |  | Average of values from BGD, CMR, COD, GMB, GNB, IDN, LBR, MOZ, NER, PHL, TGO
NPL | Other | 7465.1964 | 2023 |  | Average of values from BGD, CMR, COD, GMB, GNB, IDN, LBR, MOZ, NER, PHL, TGO
NIC | Laboratory Technologist | 5531.9542 | 2023 |  | Average of values from BGD, CMR, COD, GMB, GNB, IDN, LBR, MOZ, NER, PHL, TGO
NIC | Microbiologist | 14227.5785 | 2023 |  | Average of values from BGD, CMR, COD, GMB, GNB, IDN, LBR, MOZ, NER, PHL, TGO
NIC | Janitor | 2618.1025 | 2023 |  | Average of values from BGD, CMR, COD, GMB, GNB, IDN, LBR, MOZ, NER, PHL, TGO
NIC | Laboratory Assistant | 4896.8851 | 2023 |  | Average of values from BGD, CMR, COD, GMB, GNB, IDN, LBR, MOZ, NER, PHL, TGO
NIC | Nurse | 5842.1327 | 2023 |  | Average of values from BGD, CMR, COD, GMB, GNB, IDN, LBR, MOZ, NER, PHL, TGO
NIC | Technician | 4796.3033 | 2023 |  | Average of values from BGD, CMR, COD, GMB, GNB, IDN, LBR, MOZ, NER, PHL, TGO
NIC | Doctor | 15582.9184 | 2023 |  | Average of values from BGD, CMR, COD, GMB, GNB, IDN, LBR, MOZ, NER, PHL, TGO
NIC | Other | 7465.1964 | 2023 |  | Average of values from BGD, CMR, COD, GMB, GNB, IDN, LBR, MOZ, NER, PHL, TGO
NER | Laboratory Technologist | 3952 | 2023 | Laboratory Technician | https://www.salaryexplorer.com/average-salary-wage-comparison-niger-laboratory-technician-c157j5076 | 1
NER | Microbiologist | 12320 | 2023 | clinical microbiologist | https://www.salaryexplorer.com/average-salary-wage-comparison-niger-clinical-microbiologist-c157j11985 | 1
NER | Janitor | 2352 | 2023 | cleaner | https://www.salaryexplorer.com/average-salary-wage-comparison-niger-cleaning-and-housekeeping-c157f16 | 1
NER | Laboratory Assistant | 3952 | 2023 | Laboratory Technician | https://www.salaryexplorer.com/average-salary-wage-comparison-niger-laboratory-technician-c157j5076 | 1
NER | Nurse | 4768 | 2023 |  | https://www.salaryexplorer.com/average-salary-wage-comparison-niger-nurse-c157j865 | 1
NER | Technician | 3952 | 2023 | Laboratory Technician | https://www.salaryexplorer.com/average-salary-wage-comparison-niger-laboratory-technician-c157j5076 | 1
NER | Doctor | 15264 | 2023 |  | https://www.salaryexplorer.com/average-salary-wage-comparison-niger-doctor-physician-c157d13 | 1
NER | Other | 6651.4286 | 2023 | Average |  | 1
NGA | Laboratory Technologist | 5531.9542 | 2023 |  | Average of values from BGD, CMR, COD, GMB, GNB, IDN, LBR, MOZ, NER, PHL, TGO
NGA | Microbiologist | 14227.5785 | 2023 |  | Average of values from BGD, CMR, COD, GMB, GNB, IDN, LBR, MOZ, NER, PHL, TGO
NGA | Janitor | 2618.1025 | 2023 |  | Average of values from BGD, CMR, COD, GMB, GNB, IDN, LBR, MOZ, NER, PHL, TGO
NGA | Laboratory Assistant | 4896.8851 | 2023 |  | Average of values from BGD, CMR, COD, GMB, GNB, IDN, LBR, MOZ, NER, PHL, TGO
NGA | Nurse | 5842.1327 | 2023 |  | Average of values from BGD, CMR, COD, GMB, GNB, IDN, LBR, MOZ, NER, PHL, TGO
NGA | Technician | 4796.3033 | 2023 |  | Average of values from BGD, CMR, COD, GMB, GNB, IDN, LBR, MOZ, NER, PHL, TGO
NGA | Doctor | 15582.9184 | 2023 |  | Average of values from BGD, CMR, COD, GMB, GNB, IDN, LBR, MOZ, NER, PHL, TGO
NGA | Other | 7465.1964 | 2023 |  | Average of values from BGD, CMR, COD, GMB, GNB, IDN, LBR, MOZ, NER, PHL, TGO
PAK | Laboratory Technologist | 3960 | 2022 |  | FIND DNO | 1
PAK | Microbiologist | 4440 | 2022 |  | FIND DNO | 1
PAK | Janitor | 2970 | 2022 | Estimated using Laboratory Technologist salary |  | 1
PAK | Laboratory Assistant | 3240 | 2022 |  | FIND DNO | 1
PAK | Nurse | 3600 | 2022 |  | FIND DNO | 1
PAK | Technician | 3137.3413 | 2022 | Estimated using Laboratory Technologist salary |  | 1
PAK | Doctor | 4440 | 2022 | Used Microbiologist |  | 1
PAK | Other | 4200 | 2022 | Laboratory Scientist | FIND DNO | 1
PNG | Laboratory Technologist | 5531.9542 | 2023 |  | Average of values from BGD, CMR, COD, GMB, GNB, IDN, LBR, MOZ, NER, PHL, TGO
PNG | Microbiologist | 14227.5785 | 2023 |  | Average of values from BGD, CMR, COD, GMB, GNB, IDN, LBR, MOZ, NER, PHL, TGO
PNG | Janitor | 2618.1025 | 2023 |  | Average of values from BGD, CMR, COD, GMB, GNB, IDN, LBR, MOZ, NER, PHL, TGO
PNG | Laboratory Assistant | 4896.8851 | 2023 |  | Average of values from BGD, CMR, COD, GMB, GNB, IDN, LBR, MOZ, NER, PHL, TGO
PNG | Nurse | 5842.1327 | 2023 |  | Average of values from BGD, CMR, COD, GMB, GNB, IDN, LBR, MOZ, NER, PHL, TGO
PNG | Technician | 4796.3033 | 2023 |  | Average of values from BGD, CMR, COD, GMB, GNB, IDN, LBR, MOZ, NER, PHL, TGO
PNG | Doctor | 15582.9184 | 2023 |  | Average of values from BGD, CMR, COD, GMB, GNB, IDN, LBR, MOZ, NER, PHL, TGO
PNG | Other | 7465.1964 | 2023 |  | Average of values from BGD, CMR, COD, GMB, GNB, IDN, LBR, MOZ, NER, PHL, TGO
PRY | Laboratory Technologist | 5531.9542 | 2023 |  | Average of values from BGD, CMR, COD, GMB, GNB, IDN, LBR, MOZ, NER, PHL, TGO
PRY | Microbiologist | 14227.5785 | 2023 |  | Average of values from BGD, CMR, COD, GMB, GNB, IDN, LBR, MOZ, NER, PHL, TGO
PRY | Janitor | 2618.1025 | 2023 |  | Average of values from BGD, CMR, COD, GMB, GNB, IDN, LBR, MOZ, NER, PHL, TGO
PRY | Laboratory Assistant | 4896.8851 | 2023 |  | Average of values from BGD, CMR, COD, GMB, GNB, IDN, LBR, MOZ, NER, PHL, TGO
PRY | Nurse | 5842.1327 | 2023 |  | Average of values from BGD, CMR, COD, GMB, GNB, IDN, LBR, MOZ, NER, PHL, TGO
PRY | Technician | 4796.3033 | 2023 |  | Average of values from BGD, CMR, COD, GMB, GNB, IDN, LBR, MOZ, NER, PHL, TGO
PRY | Doctor | 15582.9184 | 2023 |  | Average of values from BGD, CMR, COD, GMB, GNB, IDN, LBR, MOZ, NER, PHL, TGO
PRY | Other | 7465.1964 | 2023 |  | Average of values from BGD, CMR, COD, GMB, GNB, IDN, LBR, MOZ, NER, PHL, TGO
PER | Laboratory Technologist | 5531.9542 | 2023 |  | Average of values from BGD, CMR, COD, GMB, GNB, IDN, LBR, MOZ, NER, PHL, TGO
PER | Microbiologist | 14227.5785 | 2023 |  | Average of values from BGD, CMR, COD, GMB, GNB, IDN, LBR, MOZ, NER, PHL, TGO
PER | Janitor | 2618.1025 | 2023 |  | Average of values from BGD, CMR, COD, GMB, GNB, IDN, LBR, MOZ, NER, PHL, TGO
PER | Laboratory Assistant | 4896.8851 | 2023 |  | Average of values from BGD, CMR, COD, GMB, GNB, IDN, LBR, MOZ, NER, PHL, TGO
PER | Nurse | 5842.1327 | 2023 |  | Average of values from BGD, CMR, COD, GMB, GNB, IDN, LBR, MOZ, NER, PHL, TGO
PER | Technician | 4796.3033 | 2023 |  | Average of values from BGD, CMR, COD, GMB, GNB, IDN, LBR, MOZ, NER, PHL, TGO
PER | Doctor | 15582.9184 | 2023 |  | Average of values from BGD, CMR, COD, GMB, GNB, IDN, LBR, MOZ, NER, PHL, TGO
PER | Other | 7465.1964 | 2023 |  | Average of values from BGD, CMR, COD, GMB, GNB, IDN, LBR, MOZ, NER, PHL, TGO
PHL | Laboratory Technologist | 9269.7088 | 2023 | Estimated using Technician salary |  | 1
PHL | Microbiologist | 21240 | 2023 |  | http://www.salaryexplorer.com/salary-survey.php?loc=171&loctype=1&job=687&jobtype=3 | 1
PHL | Janitor | 7038 | 2023 | Used Nurse |  | 1
PHL | Laboratory Assistant | 7344 | 2023 | Used Technician | http://www.salaryexplorer.com/salary-survey.php?loc=171&loctype=1&job=976&jobtype=3 | 1
PHL | Nurse | 7038 | 2023 |  | http://www.salaryexplorer.com/salary-survey.php?loc=171&loctype=1&job=865&jobtype=3 | 1
PHL | Technician | 7344 | 2023 |  | http://www.salaryexplorer.com/salary-survey.php?loc=171&loctype=1&job=976&jobtype=3 | 1
PHL | Doctor | 22680 | 2023 |  | http://www.salaryexplorer.com/salary-survey.php?loc=171&loctype=1&job=13&jobtype=2 | 1
PHL | Other | 11707.6727 | 2023 | Average |  | 1
ROU | Laboratory Technologist | 5531.9542 | 2023 |  | Average of values from BGD, CMR, COD, GMB, GNB, IDN, LBR, MOZ, NER, PHL, TGO
ROU | Microbiologist | 14227.5785 | 2023 |  | Average of values from BGD, CMR, COD, GMB, GNB, IDN, LBR, MOZ, NER, PHL, TGO
ROU | Janitor | 2618.1025 | 2023 |  | Average of values from BGD, CMR, COD, GMB, GNB, IDN, LBR, MOZ, NER, PHL, TGO
ROU | Laboratory Assistant | 4896.8851 | 2023 |  | Average of values from BGD, CMR, COD, GMB, GNB, IDN, LBR, MOZ, NER, PHL, TGO
ROU | Nurse | 5842.1327 | 2023 |  | Average of values from BGD, CMR, COD, GMB, GNB, IDN, LBR, MOZ, NER, PHL, TGO
ROU | Technician | 4796.3033 | 2023 |  | Average of values from BGD, CMR, COD, GMB, GNB, IDN, LBR, MOZ, NER, PHL, TGO
ROU | Doctor | 15582.9184 | 2023 |  | Average of values from BGD, CMR, COD, GMB, GNB, IDN, LBR, MOZ, NER, PHL, TGO
ROU | Other | 7465.1964 | 2023 |  | Average of values from BGD, CMR, COD, GMB, GNB, IDN, LBR, MOZ, NER, PHL, TGO
RUS | Laboratory Technologist | 5531.9542 | 2023 |  | Average of values from BGD, CMR, COD, GMB, GNB, IDN, LBR, MOZ, NER, PHL, TGO
RUS | Microbiologist | 14227.5785 | 2023 |  | Average of values from BGD, CMR, COD, GMB, GNB, IDN, LBR, MOZ, NER, PHL, TGO
RUS | Janitor | 2618.1025 | 2023 |  | Average of values from BGD, CMR, COD, GMB, GNB, IDN, LBR, MOZ, NER, PHL, TGO
RUS | Laboratory Assistant | 4896.8851 | 2023 |  | Average of values from BGD, CMR, COD, GMB, GNB, IDN, LBR, MOZ, NER, PHL, TGO
RUS | Nurse | 5842.1327 | 2023 |  | Average of values from BGD, CMR, COD, GMB, GNB, IDN, LBR, MOZ, NER, PHL, TGO
RUS | Technician | 4796.3033 | 2023 |  | Average of values from BGD, CMR, COD, GMB, GNB, IDN, LBR, MOZ, NER, PHL, TGO
RUS | Doctor | 15582.9184 | 2023 |  | Average of values from BGD, CMR, COD, GMB, GNB, IDN, LBR, MOZ, NER, PHL, TGO
RUS | Other | 7465.1964 | 2023 |  | Average of values from BGD, CMR, COD, GMB, GNB, IDN, LBR, MOZ, NER, PHL, TGO
RWA | Laboratory Technologist | 5531.9542 | 2023 |  | Average of values from BGD, CMR, COD, GMB, GNB, IDN, LBR, MOZ, NER, PHL, TGO
RWA | Microbiologist | 14227.5785 | 2023 |  | Average of values from BGD, CMR, COD, GMB, GNB, IDN, LBR, MOZ, NER, PHL, TGO
RWA | Janitor | 2618.1025 | 2023 |  | Average of values from BGD, CMR, COD, GMB, GNB, IDN, LBR, MOZ, NER, PHL, TGO
RWA | Laboratory Assistant | 4896.8851 | 2023 |  | Average of values from BGD, CMR, COD, GMB, GNB, IDN, LBR, MOZ, NER, PHL, TGO
RWA | Nurse | 5842.1327 | 2023 |  | Average of values from BGD, CMR, COD, GMB, GNB, IDN, LBR, MOZ, NER, PHL, TGO
RWA | Technician | 4796.3033 | 2023 |  | Average of values from BGD, CMR, COD, GMB, GNB, IDN, LBR, MOZ, NER, PHL, TGO
RWA | Doctor | 15582.9184 | 2023 |  | Average of values from BGD, CMR, COD, GMB, GNB, IDN, LBR, MOZ, NER, PHL, TGO
RWA | Other | 7465.1964 | 2023 |  | Average of values from BGD, CMR, COD, GMB, GNB, IDN, LBR, MOZ, NER, PHL, TGO
WSM | Laboratory Technologist | 5531.9542 | 2023 |  | Average of values from BGD, CMR, COD, GMB, GNB, IDN, LBR, MOZ, NER, PHL, TGO
WSM | Microbiologist | 14227.5785 | 2023 |  | Average of values from BGD, CMR, COD, GMB, GNB, IDN, LBR, MOZ, NER, PHL, TGO
WSM | Janitor | 2618.1025 | 2023 |  | Average of values from BGD, CMR, COD, GMB, GNB, IDN, LBR, MOZ, NER, PHL, TGO
WSM | Laboratory Assistant | 4896.8851 | 2023 |  | Average of values from BGD, CMR, COD, GMB, GNB, IDN, LBR, MOZ, NER, PHL, TGO
WSM | Nurse | 5842.1327 | 2023 |  | Average of values from BGD, CMR, COD, GMB, GNB, IDN, LBR, MOZ, NER, PHL, TGO
WSM | Technician | 4796.3033 | 2023 |  | Average of values from BGD, CMR, COD, GMB, GNB, IDN, LBR, MOZ, NER, PHL, TGO
WSM | Doctor | 15582.9184 | 2023 |  | Average of values from BGD, CMR, COD, GMB, GNB, IDN, LBR, MOZ, NER, PHL, TGO
WSM | Other | 7465.1964 | 2023 |  | Average of values from BGD, CMR, COD, GMB, GNB, IDN, LBR, MOZ, NER, PHL, TGO
STP | Laboratory Technologist | 5531.9542 | 2023 |  | Average of values from BGD, CMR, COD, GMB, GNB, IDN, LBR, MOZ, NER, PHL, TGO
STP | Microbiologist | 14227.5785 | 2023 |  | Average of values from BGD, CMR, COD, GMB, GNB, IDN, LBR, MOZ, NER, PHL, TGO
STP | Janitor | 2618.1025 | 2023 |  | Average of values from BGD, CMR, COD, GMB, GNB, IDN, LBR, MOZ, NER, PHL, TGO
STP | Laboratory Assistant | 4896.8851 | 2023 |  | Average of values from BGD, CMR, COD, GMB, GNB, IDN, LBR, MOZ, NER, PHL, TGO
STP | Nurse | 5842.1327 | 2023 |  | Average of values from BGD, CMR, COD, GMB, GNB, IDN, LBR, MOZ, NER, PHL, TGO
STP | Technician | 4796.3033 | 2023 |  | Average of values from BGD, CMR, COD, GMB, GNB, IDN, LBR, MOZ, NER, PHL, TGO
STP | Doctor | 15582.9184 | 2023 |  | Average of values from BGD, CMR, COD, GMB, GNB, IDN, LBR, MOZ, NER, PHL, TGO
STP | Other | 7465.1964 | 2023 |  | Average of values from BGD, CMR, COD, GMB, GNB, IDN, LBR, MOZ, NER, PHL, TGO
SEN | Laboratory Technologist | 5531.9542 | 2023 |  | Average of values from BGD, CMR, COD, GMB, GNB, IDN, LBR, MOZ, NER, PHL, TGO
SEN | Microbiologist | 14227.5785 | 2023 |  | Average of values from BGD, CMR, COD, GMB, GNB, IDN, LBR, MOZ, NER, PHL, TGO
SEN | Janitor | 2618.1025 | 2023 |  | Average of values from BGD, CMR, COD, GMB, GNB, IDN, LBR, MOZ, NER, PHL, TGO
SEN | Laboratory Assistant | 4896.8851 | 2023 |  | Average of values from BGD, CMR, COD, GMB, GNB, IDN, LBR, MOZ, NER, PHL, TGO
SEN | Nurse | 5842.1327 | 2023 |  | Average of values from BGD, CMR, COD, GMB, GNB, IDN, LBR, MOZ, NER, PHL, TGO
SEN | Technician | 4796.3033 | 2023 |  | Average of values from BGD, CMR, COD, GMB, GNB, IDN, LBR, MOZ, NER, PHL, TGO
SEN | Doctor | 15582.9184 | 2023 |  | Average of values from BGD, CMR, COD, GMB, GNB, IDN, LBR, MOZ, NER, PHL, TGO
SEN | Other | 7465.1964 | 2023 |  | Average of values from BGD, CMR, COD, GMB, GNB, IDN, LBR, MOZ, NER, PHL, TGO
SRB | Laboratory Technologist | 5531.9542 | 2023 |  | Average of values from BGD, CMR, COD, GMB, GNB, IDN, LBR, MOZ, NER, PHL, TGO
SRB | Microbiologist | 14227.5785 | 2023 |  | Average of values from BGD, CMR, COD, GMB, GNB, IDN, LBR, MOZ, NER, PHL, TGO
SRB | Janitor | 2618.1025 | 2023 |  | Average of values from BGD, CMR, COD, GMB, GNB, IDN, LBR, MOZ, NER, PHL, TGO
SRB | Laboratory Assistant | 4896.8851 | 2023 |  | Average of values from BGD, CMR, COD, GMB, GNB, IDN, LBR, MOZ, NER, PHL, TGO
SRB | Nurse | 5842.1327 | 2023 |  | Average of values from BGD, CMR, COD, GMB, GNB, IDN, LBR, MOZ, NER, PHL, TGO
SRB | Technician | 4796.3033 | 2023 |  | Average of values from BGD, CMR, COD, GMB, GNB, IDN, LBR, MOZ, NER, PHL, TGO
SRB | Doctor | 15582.9184 | 2023 |  | Average of values from BGD, CMR, COD, GMB, GNB, IDN, LBR, MOZ, NER, PHL, TGO
SRB | Other | 7465.1964 | 2023 |  | Average of values from BGD, CMR, COD, GMB, GNB, IDN, LBR, MOZ, NER, PHL, TGO
SLE | Laboratory Technologist | 5531.9542 | 2023 |  | Average of values from BGD, CMR, COD, GMB, GNB, IDN, LBR, MOZ, NER, PHL, TGO
SLE | Microbiologist | 14227.5785 | 2023 |  | Average of values from BGD, CMR, COD, GMB, GNB, IDN, LBR, MOZ, NER, PHL, TGO
SLE | Janitor | 2618.1025 | 2023 |  | Average of values from BGD, CMR, COD, GMB, GNB, IDN, LBR, MOZ, NER, PHL, TGO
SLE | Laboratory Assistant | 4896.8851 | 2023 |  | Average of values from BGD, CMR, COD, GMB, GNB, IDN, LBR, MOZ, NER, PHL, TGO
SLE | Nurse | 5842.1327 | 2023 |  | Average of values from BGD, CMR, COD, GMB, GNB, IDN, LBR, MOZ, NER, PHL, TGO
SLE | Technician | 4796.3033 | 2023 |  | Average of values from BGD, CMR, COD, GMB, GNB, IDN, LBR, MOZ, NER, PHL, TGO
SLE | Doctor | 15582.9184 | 2023 |  | Average of values from BGD, CMR, COD, GMB, GNB, IDN, LBR, MOZ, NER, PHL, TGO
SLE | Other | 7465.1964 | 2023 |  | Average of values from BGD, CMR, COD, GMB, GNB, IDN, LBR, MOZ, NER, PHL, TGO
SLB | Laboratory Technologist | 5531.9542 | 2023 |  | Average of values from BGD, CMR, COD, GMB, GNB, IDN, LBR, MOZ, NER, PHL, TGO
SLB | Microbiologist | 14227.5785 | 2023 |  | Average of values from BGD, CMR, COD, GMB, GNB, IDN, LBR, MOZ, NER, PHL, TGO
SLB | Janitor | 2618.1025 | 2023 |  | Average of values from BGD, CMR, COD, GMB, GNB, IDN, LBR, MOZ, NER, PHL, TGO
SLB | Laboratory Assistant | 4896.8851 | 2023 |  | Average of values from BGD, CMR, COD, GMB, GNB, IDN, LBR, MOZ, NER, PHL, TGO
SLB | Nurse | 5842.1327 | 2023 |  | Average of values from BGD, CMR, COD, GMB, GNB, IDN, LBR, MOZ, NER, PHL, TGO
SLB | Technician | 4796.3033 | 2023 |  | Average of values from BGD, CMR, COD, GMB, GNB, IDN, LBR, MOZ, NER, PHL, TGO
SLB | Doctor | 15582.9184 | 2023 |  | Average of values from BGD, CMR, COD, GMB, GNB, IDN, LBR, MOZ, NER, PHL, TGO
SLB | Other | 7465.1964 | 2023 |  | Average of values from BGD, CMR, COD, GMB, GNB, IDN, LBR, MOZ, NER, PHL, TGO
SOM | Laboratory Technologist | 5531.9542 | 2023 |  | Average of values from BGD, CMR, COD, GMB, GNB, IDN, LBR, MOZ, NER, PHL, TGO
SOM | Microbiologist | 14227.5785 | 2023 |  | Average of values from BGD, CMR, COD, GMB, GNB, IDN, LBR, MOZ, NER, PHL, TGO
SOM | Janitor | 2618.1025 | 2023 |  | Average of values from BGD, CMR, COD, GMB, GNB, IDN, LBR, MOZ, NER, PHL, TGO
SOM | Laboratory Assistant | 4896.8851 | 2023 |  | Average of values from BGD, CMR, COD, GMB, GNB, IDN, LBR, MOZ, NER, PHL, TGO
SOM | Nurse | 5842.1327 | 2023 |  | Average of values from BGD, CMR, COD, GMB, GNB, IDN, LBR, MOZ, NER, PHL, TGO
SOM | Technician | 4796.3033 | 2023 |  | Average of values from BGD, CMR, COD, GMB, GNB, IDN, LBR, MOZ, NER, PHL, TGO
SOM | Doctor | 15582.9184 | 2023 |  | Average of values from BGD, CMR, COD, GMB, GNB, IDN, LBR, MOZ, NER, PHL, TGO
SOM | Other | 7465.1964 | 2023 |  | Average of values from BGD, CMR, COD, GMB, GNB, IDN, LBR, MOZ, NER, PHL, TGO
ZAF | Laboratory Technologist | 5531.9542 | 2023 |  | Average of values from BGD, CMR, COD, GMB, GNB, IDN, LBR, MOZ, NER, PHL, TGO
ZAF | Microbiologist | 14227.5785 | 2023 |  | Average of values from BGD, CMR, COD, GMB, GNB, IDN, LBR, MOZ, NER, PHL, TGO
ZAF | Janitor | 2618.1025 | 2023 |  | Average of values from BGD, CMR, COD, GMB, GNB, IDN, LBR, MOZ, NER, PHL, TGO
ZAF | Laboratory Assistant | 4896.8851 | 2023 |  | Average of values from BGD, CMR, COD, GMB, GNB, IDN, LBR, MOZ, NER, PHL, TGO
ZAF | Nurse | 5842.1327 | 2023 |  | Average of values from BGD, CMR, COD, GMB, GNB, IDN, LBR, MOZ, NER, PHL, TGO
ZAF | Technician | 4796.3033 | 2023 |  | Average of values from BGD, CMR, COD, GMB, GNB, IDN, LBR, MOZ, NER, PHL, TGO
ZAF | Doctor | 15582.9184 | 2023 |  | Average of values from BGD, CMR, COD, GMB, GNB, IDN, LBR, MOZ, NER, PHL, TGO
ZAF | Other | 7465.1964 | 2023 |  | Average of values from BGD, CMR, COD, GMB, GNB, IDN, LBR, MOZ, NER, PHL, TGO
SSD | Laboratory Technologist | 5531.9542 | 2023 |  | Average of values from BGD, CMR, COD, GMB, GNB, IDN, LBR, MOZ, NER, PHL, TGO
SSD | Microbiologist | 14227.5785 | 2023 |  | Average of values from BGD, CMR, COD, GMB, GNB, IDN, LBR, MOZ, NER, PHL, TGO
SSD | Janitor | 2618.1025 | 2023 |  | Average of values from BGD, CMR, COD, GMB, GNB, IDN, LBR, MOZ, NER, PHL, TGO
SSD | Laboratory Assistant | 4896.8851 | 2023 |  | Average of values from BGD, CMR, COD, GMB, GNB, IDN, LBR, MOZ, NER, PHL, TGO
SSD | Nurse | 5842.1327 | 2023 |  | Average of values from BGD, CMR, COD, GMB, GNB, IDN, LBR, MOZ, NER, PHL, TGO
SSD | Technician | 4796.3033 | 2023 |  | Average of values from BGD, CMR, COD, GMB, GNB, IDN, LBR, MOZ, NER, PHL, TGO
SSD | Doctor | 15582.9184 | 2023 |  | Average of values from BGD, CMR, COD, GMB, GNB, IDN, LBR, MOZ, NER, PHL, TGO
SSD | Other | 7465.1964 | 2023 |  | Average of values from BGD, CMR, COD, GMB, GNB, IDN, LBR, MOZ, NER, PHL, TGO
LKA | Laboratory Technologist | 5531.9542 | 2023 |  | Average of values from BGD, CMR, COD, GMB, GNB, IDN, LBR, MOZ, NER, PHL, TGO
LKA | Microbiologist | 14227.5785 | 2023 |  | Average of values from BGD, CMR, COD, GMB, GNB, IDN, LBR, MOZ, NER, PHL, TGO
LKA | Janitor | 2618.1025 | 2023 |  | Average of values from BGD, CMR, COD, GMB, GNB, IDN, LBR, MOZ, NER, PHL, TGO
LKA | Laboratory Assistant | 4896.8851 | 2023 |  | Average of values from BGD, CMR, COD, GMB, GNB, IDN, LBR, MOZ, NER, PHL, TGO
LKA | Nurse | 5842.1327 | 2023 |  | Average of values from BGD, CMR, COD, GMB, GNB, IDN, LBR, MOZ, NER, PHL, TGO
LKA | Technician | 4796.3033 | 2023 |  | Average of values from BGD, CMR, COD, GMB, GNB, IDN, LBR, MOZ, NER, PHL, TGO
LKA | Doctor | 15582.9184 | 2023 |  | Average of values from BGD, CMR, COD, GMB, GNB, IDN, LBR, MOZ, NER, PHL, TGO
LKA | Other | 7465.1964 | 2023 |  | Average of values from BGD, CMR, COD, GMB, GNB, IDN, LBR, MOZ, NER, PHL, TGO
LCA | Laboratory Technologist | 5531.9542 | 2023 |  | Average of values from BGD, CMR, COD, GMB, GNB, IDN, LBR, MOZ, NER, PHL, TGO
LCA | Microbiologist | 14227.5785 | 2023 |  | Average of values from BGD, CMR, COD, GMB, GNB, IDN, LBR, MOZ, NER, PHL, TGO
LCA | Janitor | 2618.1025 | 2023 |  | Average of values from BGD, CMR, COD, GMB, GNB, IDN, LBR, MOZ, NER, PHL, TGO
LCA | Laboratory Assistant | 4896.8851 | 2023 |  | Average of values from BGD, CMR, COD, GMB, GNB, IDN, LBR, MOZ, NER, PHL, TGO
LCA | Nurse | 5842.1327 | 2023 |  | Average of values from BGD, CMR, COD, GMB, GNB, IDN, LBR, MOZ, NER, PHL, TGO
LCA | Technician | 4796.3033 | 2023 |  | Average of values from BGD, CMR, COD, GMB, GNB, IDN, LBR, MOZ, NER, PHL, TGO
LCA | Doctor | 15582.9184 | 2023 |  | Average of values from BGD, CMR, COD, GMB, GNB, IDN, LBR, MOZ, NER, PHL, TGO
LCA | Other | 7465.1964 | 2023 |  | Average of values from BGD, CMR, COD, GMB, GNB, IDN, LBR, MOZ, NER, PHL, TGO
VCT | Laboratory Technologist | 5531.9542 | 2023 |  | Average of values from BGD, CMR, COD, GMB, GNB, IDN, LBR, MOZ, NER, PHL, TGO
VCT | Microbiologist | 14227.5785 | 2023 |  | Average of values from BGD, CMR, COD, GMB, GNB, IDN, LBR, MOZ, NER, PHL, TGO
VCT | Janitor | 2618.1025 | 2023 |  | Average of values from BGD, CMR, COD, GMB, GNB, IDN, LBR, MOZ, NER, PHL, TGO
VCT | Laboratory Assistant | 4896.8851 | 2023 |  | Average of values from BGD, CMR, COD, GMB, GNB, IDN, LBR, MOZ, NER, PHL, TGO
VCT | Nurse | 5842.1327 | 2023 |  | Average of values from BGD, CMR, COD, GMB, GNB, IDN, LBR, MOZ, NER, PHL, TGO
VCT | Technician | 4796.3033 | 2023 |  | Average of values from BGD, CMR, COD, GMB, GNB, IDN, LBR, MOZ, NER, PHL, TGO
VCT | Doctor | 15582.9184 | 2023 |  | Average of values from BGD, CMR, COD, GMB, GNB, IDN, LBR, MOZ, NER, PHL, TGO
VCT | Other | 7465.1964 | 2023 |  | Average of values from BGD, CMR, COD, GMB, GNB, IDN, LBR, MOZ, NER, PHL, TGO
SDN | Laboratory Technologist | 5531.9542 | 2023 |  | Average of values from BGD, CMR, COD, GMB, GNB, IDN, LBR, MOZ, NER, PHL, TGO
SDN | Microbiologist | 14227.5785 | 2023 |  | Average of values from BGD, CMR, COD, GMB, GNB, IDN, LBR, MOZ, NER, PHL, TGO
SDN | Janitor | 2618.1025 | 2023 |  | Average of values from BGD, CMR, COD, GMB, GNB, IDN, LBR, MOZ, NER, PHL, TGO
SDN | Laboratory Assistant | 4896.8851 | 2023 |  | Average of values from BGD, CMR, COD, GMB, GNB, IDN, LBR, MOZ, NER, PHL, TGO
SDN | Nurse | 5842.1327 | 2023 |  | Average of values from BGD, CMR, COD, GMB, GNB, IDN, LBR, MOZ, NER, PHL, TGO
SDN | Technician | 4796.3033 | 2023 |  | Average of values from BGD, CMR, COD, GMB, GNB, IDN, LBR, MOZ, NER, PHL, TGO
SDN | Doctor | 15582.9184 | 2023 |  | Average of values from BGD, CMR, COD, GMB, GNB, IDN, LBR, MOZ, NER, PHL, TGO
SDN | Other | 7465.1964 | 2023 |  | Average of values from BGD, CMR, COD, GMB, GNB, IDN, LBR, MOZ, NER, PHL, TGO
SUR | Laboratory Technologist | 5531.9542 | 2023 |  | Average of values from BGD, CMR, COD, GMB, GNB, IDN, LBR, MOZ, NER, PHL, TGO
SUR | Microbiologist | 14227.5785 | 2023 |  | Average of values from BGD, CMR, COD, GMB, GNB, IDN, LBR, MOZ, NER, PHL, TGO
SUR | Janitor | 2618.1025 | 2023 |  | Average of values from BGD, CMR, COD, GMB, GNB, IDN, LBR, MOZ, NER, PHL, TGO
SUR | Laboratory Assistant | 4896.8851 | 2023 |  | Average of values from BGD, CMR, COD, GMB, GNB, IDN, LBR, MOZ, NER, PHL, TGO
SUR | Nurse | 5842.1327 | 2023 |  | Average of values from BGD, CMR, COD, GMB, GNB, IDN, LBR, MOZ, NER, PHL, TGO
SUR | Technician | 4796.3033 | 2023 |  | Average of values from BGD, CMR, COD, GMB, GNB, IDN, LBR, MOZ, NER, PHL, TGO
SUR | Doctor | 15582.9184 | 2023 |  | Average of values from BGD, CMR, COD, GMB, GNB, IDN, LBR, MOZ, NER, PHL, TGO
SUR | Other | 7465.1964 | 2023 |  | Average of values from BGD, CMR, COD, GMB, GNB, IDN, LBR, MOZ, NER, PHL, TGO
SYR | Laboratory Technologist | 5531.9542 | 2023 |  | Average of values from BGD, CMR, COD, GMB, GNB, IDN, LBR, MOZ, NER, PHL, TGO
SYR | Microbiologist | 14227.5785 | 2023 |  | Average of values from BGD, CMR, COD, GMB, GNB, IDN, LBR, MOZ, NER, PHL, TGO
SYR | Janitor | 2618.1025 | 2023 |  | Average of values from BGD, CMR, COD, GMB, GNB, IDN, LBR, MOZ, NER, PHL, TGO
SYR | Laboratory Assistant | 4896.8851 | 2023 |  | Average of values from BGD, CMR, COD, GMB, GNB, IDN, LBR, MOZ, NER, PHL, TGO
SYR | Nurse | 5842.1327 | 2023 |  | Average of values from BGD, CMR, COD, GMB, GNB, IDN, LBR, MOZ, NER, PHL, TGO
SYR | Technician | 4796.3033 | 2023 |  | Average of values from BGD, CMR, COD, GMB, GNB, IDN, LBR, MOZ, NER, PHL, TGO
SYR | Doctor | 15582.9184 | 2023 |  | Average of values from BGD, CMR, COD, GMB, GNB, IDN, LBR, MOZ, NER, PHL, TGO
SYR | Other | 7465.1964 | 2023 |  | Average of values from BGD, CMR, COD, GMB, GNB, IDN, LBR, MOZ, NER, PHL, TGO
TJK | Laboratory Technologist | 5531.9542 | 2023 |  | Average of values from BGD, CMR, COD, GMB, GNB, IDN, LBR, MOZ, NER, PHL, TGO
TJK | Microbiologist | 14227.5785 | 2023 |  | Average of values from BGD, CMR, COD, GMB, GNB, IDN, LBR, MOZ, NER, PHL, TGO
TJK | Janitor | 2618.1025 | 2023 |  | Average of values from BGD, CMR, COD, GMB, GNB, IDN, LBR, MOZ, NER, PHL, TGO
TJK | Laboratory Assistant | 4896.8851 | 2023 |  | Average of values from BGD, CMR, COD, GMB, GNB, IDN, LBR, MOZ, NER, PHL, TGO
TJK | Nurse | 5842.1327 | 2023 |  | Average of values from BGD, CMR, COD, GMB, GNB, IDN, LBR, MOZ, NER, PHL, TGO
TJK | Technician | 4796.3033 | 2023 |  | Average of values from BGD, CMR, COD, GMB, GNB, IDN, LBR, MOZ, NER, PHL, TGO
TJK | Doctor | 15582.9184 | 2023 |  | Average of values from BGD, CMR, COD, GMB, GNB, IDN, LBR, MOZ, NER, PHL, TGO
TJK | Other | 7465.1964 | 2023 |  | Average of values from BGD, CMR, COD, GMB, GNB, IDN, LBR, MOZ, NER, PHL, TGO
TZA | Laboratory Technologist | 5531.9542 | 2023 |  | Average of values from BGD, CMR, COD, GMB, GNB, IDN, LBR, MOZ, NER, PHL, TGO
TZA | Microbiologist | 14227.5785 | 2023 |  | Average of values from BGD, CMR, COD, GMB, GNB, IDN, LBR, MOZ, NER, PHL, TGO
TZA | Janitor | 2618.1025 | 2023 |  | Average of values from BGD, CMR, COD, GMB, GNB, IDN, LBR, MOZ, NER, PHL, TGO
TZA | Laboratory Assistant | 4896.8851 | 2023 |  | Average of values from BGD, CMR, COD, GMB, GNB, IDN, LBR, MOZ, NER, PHL, TGO
TZA | Nurse | 5842.1327 | 2023 |  | Average of values from BGD, CMR, COD, GMB, GNB, IDN, LBR, MOZ, NER, PHL, TGO
TZA | Technician | 4796.3033 | 2023 |  | Average of values from BGD, CMR, COD, GMB, GNB, IDN, LBR, MOZ, NER, PHL, TGO
TZA | Doctor | 15582.9184 | 2023 |  | Average of values from BGD, CMR, COD, GMB, GNB, IDN, LBR, MOZ, NER, PHL, TGO
TZA | Other | 7465.1964 | 2023 |  | Average of values from BGD, CMR, COD, GMB, GNB, IDN, LBR, MOZ, NER, PHL, TGO
THA | Laboratory Technologist | 5531.9542 | 2023 |  | Average of values from BGD, CMR, COD, GMB, GNB, IDN, LBR, MOZ, NER, PHL, TGO
THA | Microbiologist | 14227.5785 | 2023 |  | Average of values from BGD, CMR, COD, GMB, GNB, IDN, LBR, MOZ, NER, PHL, TGO
THA | Janitor | 2618.1025 | 2023 |  | Average of values from BGD, CMR, COD, GMB, GNB, IDN, LBR, MOZ, NER, PHL, TGO
THA | Laboratory Assistant | 4896.8851 | 2023 |  | Average of values from BGD, CMR, COD, GMB, GNB, IDN, LBR, MOZ, NER, PHL, TGO
THA | Nurse | 5842.1327 | 2023 |  | Average of values from BGD, CMR, COD, GMB, GNB, IDN, LBR, MOZ, NER, PHL, TGO
THA | Technician | 4796.3033 | 2023 |  | Average of values from BGD, CMR, COD, GMB, GNB, IDN, LBR, MOZ, NER, PHL, TGO
THA | Doctor | 15582.9184 | 2023 |  | Average of values from BGD, CMR, COD, GMB, GNB, IDN, LBR, MOZ, NER, PHL, TGO
THA | Other | 7465.1964 | 2023 |  | Average of values from BGD, CMR, COD, GMB, GNB, IDN, LBR, MOZ, NER, PHL, TGO
TLS | Laboratory Technologist | 5531.9542 | 2023 |  | Average of values from BGD, CMR, COD, GMB, GNB, IDN, LBR, MOZ, NER, PHL, TGO
TLS | Microbiologist | 14227.5785 | 2023 |  | Average of values from BGD, CMR, COD, GMB, GNB, IDN, LBR, MOZ, NER, PHL, TGO
TLS | Janitor | 2618.1025 | 2023 |  | Average of values from BGD, CMR, COD, GMB, GNB, IDN, LBR, MOZ, NER, PHL, TGO
TLS | Laboratory Assistant | 4896.8851 | 2023 |  | Average of values from BGD, CMR, COD, GMB, GNB, IDN, LBR, MOZ, NER, PHL, TGO
TLS | Nurse | 5842.1327 | 2023 |  | Average of values from BGD, CMR, COD, GMB, GNB, IDN, LBR, MOZ, NER, PHL, TGO
TLS | Technician | 4796.3033 | 2023 |  | Average of values from BGD, CMR, COD, GMB, GNB, IDN, LBR, MOZ, NER, PHL, TGO
TLS | Doctor | 15582.9184 | 2023 |  | Average of values from BGD, CMR, COD, GMB, GNB, IDN, LBR, MOZ, NER, PHL, TGO
TLS | Other | 7465.1964 | 2023 |  | Average of values from BGD, CMR, COD, GMB, GNB, IDN, LBR, MOZ, NER, PHL, TGO
TGO | Laboratory Technologist | 7536 | 2023 | Laboratory Technician | https://www.salaryexplorer.com/average-salary-wage-comparison-togo-laboratory-technician-c216j976 | 1
TGO | Microbiologist | 21440 | 2023 | Biologist | https://www.salaryexplorer.com/average-salary-wage-comparison-togo-biologist-c216j677 | 1
TGO | Janitor | 3664 | 2023 | cleaner | https://www.salaryexplorer.com/average-salary-wage-comparison-togo-cleaning-and-housekeeping-c216f16 | 1
TGO | Laboratory Assistant | 7536 | 2023 | Laboratory Technician | https://www.salaryexplorer.com/average-salary-wage-comparison-togo-laboratory-technician-c216j976 | 1
TGO | Nurse | 9776 | 2023 |  | https://www.salaryexplorer.com/average-salary-wage-comparison-togo-nursing-c216d12 | 1
TGO | Technician | 7536 | 2023 | Laboratory Technician | https://www.salaryexplorer.com/average-salary-wage-comparison-togo-laboratory-technician-c216j976 | 1
TGO | Doctor | 23840 | 2023 |  | https://www.salaryexplorer.com/average-salary-wage-comparison-togo-doctor-physician-c216d13 | 1
TGO | Other | 11618.2857 | 2023 | Average |  | 1
TON | Laboratory Technologist | 5531.9542 | 2023 |  | Average of values from BGD, CMR, COD, GMB, GNB, IDN, LBR, MOZ, NER, PHL, TGO
TON | Microbiologist | 14227.5785 | 2023 |  | Average of values from BGD, CMR, COD, GMB, GNB, IDN, LBR, MOZ, NER, PHL, TGO
TON | Janitor | 2618.1025 | 2023 |  | Average of values from BGD, CMR, COD, GMB, GNB, IDN, LBR, MOZ, NER, PHL, TGO
TON | Laboratory Assistant | 4896.8851 | 2023 |  | Average of values from BGD, CMR, COD, GMB, GNB, IDN, LBR, MOZ, NER, PHL, TGO
TON | Nurse | 5842.1327 | 2023 |  | Average of values from BGD, CMR, COD, GMB, GNB, IDN, LBR, MOZ, NER, PHL, TGO
TON | Technician | 4796.3033 | 2023 |  | Average of values from BGD, CMR, COD, GMB, GNB, IDN, LBR, MOZ, NER, PHL, TGO
TON | Doctor | 15582.9184 | 2023 |  | Average of values from BGD, CMR, COD, GMB, GNB, IDN, LBR, MOZ, NER, PHL, TGO
TON | Other | 7465.1964 | 2023 |  | Average of values from BGD, CMR, COD, GMB, GNB, IDN, LBR, MOZ, NER, PHL, TGO
TUN | Laboratory Technologist | 5531.9542 | 2023 |  | Average of values from BGD, CMR, COD, GMB, GNB, IDN, LBR, MOZ, NER, PHL, TGO
TUN | Microbiologist | 14227.5785 | 2023 |  | Average of values from BGD, CMR, COD, GMB, GNB, IDN, LBR, MOZ, NER, PHL, TGO
TUN | Janitor | 2618.1025 | 2023 |  | Average of values from BGD, CMR, COD, GMB, GNB, IDN, LBR, MOZ, NER, PHL, TGO
TUN | Laboratory Assistant | 4896.8851 | 2023 |  | Average of values from BGD, CMR, COD, GMB, GNB, IDN, LBR, MOZ, NER, PHL, TGO
TUN | Nurse | 5842.1327 | 2023 |  | Average of values from BGD, CMR, COD, GMB, GNB, IDN, LBR, MOZ, NER, PHL, TGO
TUN | Technician | 4796.3033 | 2023 |  | Average of values from BGD, CMR, COD, GMB, GNB, IDN, LBR, MOZ, NER, PHL, TGO
TUN | Doctor | 15582.9184 | 2023 |  | Average of values from BGD, CMR, COD, GMB, GNB, IDN, LBR, MOZ, NER, PHL, TGO
TUN | Other | 7465.1964 | 2023 |  | Average of values from BGD, CMR, COD, GMB, GNB, IDN, LBR, MOZ, NER, PHL, TGO
TKM | Laboratory Technologist | 5531.9542 | 2023 |  | Average of values from BGD, CMR, COD, GMB, GNB, IDN, LBR, MOZ, NER, PHL, TGO
TKM | Microbiologist | 14227.5785 | 2023 |  | Average of values from BGD, CMR, COD, GMB, GNB, IDN, LBR, MOZ, NER, PHL, TGO
TKM | Janitor | 2618.1025 | 2023 |  | Average of values from BGD, CMR, COD, GMB, GNB, IDN, LBR, MOZ, NER, PHL, TGO
TKM | Laboratory Assistant | 4896.8851 | 2023 |  | Average of values from BGD, CMR, COD, GMB, GNB, IDN, LBR, MOZ, NER, PHL, TGO
TKM | Nurse | 5842.1327 | 2023 |  | Average of values from BGD, CMR, COD, GMB, GNB, IDN, LBR, MOZ, NER, PHL, TGO
TKM | Technician | 4796.3033 | 2023 |  | Average of values from BGD, CMR, COD, GMB, GNB, IDN, LBR, MOZ, NER, PHL, TGO
TKM | Doctor | 15582.9184 | 2023 |  | Average of values from BGD, CMR, COD, GMB, GNB, IDN, LBR, MOZ, NER, PHL, TGO
TKM | Other | 7465.1964 | 2023 |  | Average of values from BGD, CMR, COD, GMB, GNB, IDN, LBR, MOZ, NER, PHL, TGO
TUV | Laboratory Technologist | 5531.9542 | 2023 |  | Average of values from BGD, CMR, COD, GMB, GNB, IDN, LBR, MOZ, NER, PHL, TGO
TUV | Microbiologist | 14227.5785 | 2023 |  | Average of values from BGD, CMR, COD, GMB, GNB, IDN, LBR, MOZ, NER, PHL, TGO
TUV | Janitor | 2618.1025 | 2023 |  | Average of values from BGD, CMR, COD, GMB, GNB, IDN, LBR, MOZ, NER, PHL, TGO
TUV | Laboratory Assistant | 4896.8851 | 2023 |  | Average of values from BGD, CMR, COD, GMB, GNB, IDN, LBR, MOZ, NER, PHL, TGO
TUV | Nurse | 5842.1327 | 2023 |  | Average of values from BGD, CMR, COD, GMB, GNB, IDN, LBR, MOZ, NER, PHL, TGO
TUV | Technician | 4796.3033 | 2023 |  | Average of values from BGD, CMR, COD, GMB, GNB, IDN, LBR, MOZ, NER, PHL, TGO
TUV | Doctor | 15582.9184 | 2023 |  | Average of values from BGD, CMR, COD, GMB, GNB, IDN, LBR, MOZ, NER, PHL, TGO
TUV | Other | 7465.1964 | 2023 |  | Average of values from BGD, CMR, COD, GMB, GNB, IDN, LBR, MOZ, NER, PHL, TGO
UGA | Laboratory Technologist | 5531.9542 | 2023 |  | Average of values from BGD, CMR, COD, GMB, GNB, IDN, LBR, MOZ, NER, PHL, TGO
UGA | Microbiologist | 14227.5785 | 2023 |  | Average of values from BGD, CMR, COD, GMB, GNB, IDN, LBR, MOZ, NER, PHL, TGO
UGA | Janitor | 2618.1025 | 2023 |  | Average of values from BGD, CMR, COD, GMB, GNB, IDN, LBR, MOZ, NER, PHL, TGO
UGA | Laboratory Assistant | 4896.8851 | 2023 |  | Average of values from BGD, CMR, COD, GMB, GNB, IDN, LBR, MOZ, NER, PHL, TGO
UGA | Nurse | 5842.1327 | 2023 |  | Average of values from BGD, CMR, COD, GMB, GNB, IDN, LBR, MOZ, NER, PHL, TGO
UGA | Technician | 4796.3033 | 2023 |  | Average of values from BGD, CMR, COD, GMB, GNB, IDN, LBR, MOZ, NER, PHL, TGO
UGA | Doctor | 15582.9184 | 2023 |  | Average of values from BGD, CMR, COD, GMB, GNB, IDN, LBR, MOZ, NER, PHL, TGO
UGA | Other | 7465.1964 | 2023 |  | Average of values from BGD, CMR, COD, GMB, GNB, IDN, LBR, MOZ, NER, PHL, TGO
UKR | Laboratory Technologist | 5531.9542 | 2023 |  | Average of values from BGD, CMR, COD, GMB, GNB, IDN, LBR, MOZ, NER, PHL, TGO
UKR | Microbiologist | 14227.5785 | 2023 |  | Average of values from BGD, CMR, COD, GMB, GNB, IDN, LBR, MOZ, NER, PHL, TGO
UKR | Janitor | 2618.1025 | 2023 |  | Average of values from BGD, CMR, COD, GMB, GNB, IDN, LBR, MOZ, NER, PHL, TGO
UKR | Laboratory Assistant | 4896.8851 | 2023 |  | Average of values from BGD, CMR, COD, GMB, GNB, IDN, LBR, MOZ, NER, PHL, TGO
UKR | Nurse | 5842.1327 | 2023 |  | Average of values from BGD, CMR, COD, GMB, GNB, IDN, LBR, MOZ, NER, PHL, TGO
UKR | Technician | 4796.3033 | 2023 |  | Average of values from BGD, CMR, COD, GMB, GNB, IDN, LBR, MOZ, NER, PHL, TGO
UKR | Doctor | 15582.9184 | 2023 |  | Average of values from BGD, CMR, COD, GMB, GNB, IDN, LBR, MOZ, NER, PHL, TGO
UKR | Other | 7465.1964 | 2023 |  | Average of values from BGD, CMR, COD, GMB, GNB, IDN, LBR, MOZ, NER, PHL, TGO
UZB | Laboratory Technologist | 5531.9542 | 2023 |  | Average of values from BGD, CMR, COD, GMB, GNB, IDN, LBR, MOZ, NER, PHL, TGO
UZB | Microbiologist | 14227.5785 | 2023 |  | Average of values from BGD, CMR, COD, GMB, GNB, IDN, LBR, MOZ, NER, PHL, TGO
UZB | Janitor | 2618.1025 | 2023 |  | Average of values from BGD, CMR, COD, GMB, GNB, IDN, LBR, MOZ, NER, PHL, TGO
UZB | Laboratory Assistant | 4896.8851 | 2023 |  | Average of values from BGD, CMR, COD, GMB, GNB, IDN, LBR, MOZ, NER, PHL, TGO
UZB | Nurse | 5842.1327 | 2023 |  | Average of values from BGD, CMR, COD, GMB, GNB, IDN, LBR, MOZ, NER, PHL, TGO
UZB | Technician | 4796.3033 | 2023 |  | Average of values from BGD, CMR, COD, GMB, GNB, IDN, LBR, MOZ, NER, PHL, TGO
UZB | Doctor | 15582.9184 | 2023 |  | Average of values from BGD, CMR, COD, GMB, GNB, IDN, LBR, MOZ, NER, PHL, TGO
UZB | Other | 7465.1964 | 2023 |  | Average of values from BGD, CMR, COD, GMB, GNB, IDN, LBR, MOZ, NER, PHL, TGO
VUT | Laboratory Technologist | 5531.9542 | 2023 |  | Average of values from BGD, CMR, COD, GMB, GNB, IDN, LBR, MOZ, NER, PHL, TGO
VUT | Microbiologist | 14227.5785 | 2023 |  | Average of values from BGD, CMR, COD, GMB, GNB, IDN, LBR, MOZ, NER, PHL, TGO
VUT | Janitor | 2618.1025 | 2023 |  | Average of values from BGD, CMR, COD, GMB, GNB, IDN, LBR, MOZ, NER, PHL, TGO
VUT | Laboratory Assistant | 4896.8851 | 2023 |  | Average of values from BGD, CMR, COD, GMB, GNB, IDN, LBR, MOZ, NER, PHL, TGO
VUT | Nurse | 5842.1327 | 2023 |  | Average of values from BGD, CMR, COD, GMB, GNB, IDN, LBR, MOZ, NER, PHL, TGO
VUT | Technician | 4796.3033 | 2023 |  | Average of values from BGD, CMR, COD, GMB, GNB, IDN, LBR, MOZ, NER, PHL, TGO
VUT | Doctor | 15582.9184 | 2023 |  | Average of values from BGD, CMR, COD, GMB, GNB, IDN, LBR, MOZ, NER, PHL, TGO
VUT | Other | 7465.1964 | 2023 |  | Average of values from BGD, CMR, COD, GMB, GNB, IDN, LBR, MOZ, NER, PHL, TGO
VEN | Laboratory Technologist | 5531.9542 | 2023 |  | Average of values from BGD, CMR, COD, GMB, GNB, IDN, LBR, MOZ, NER, PHL, TGO
VEN | Microbiologist | 14227.5785 | 2023 |  | Average of values from BGD, CMR, COD, GMB, GNB, IDN, LBR, MOZ, NER, PHL, TGO
VEN | Janitor | 2618.1025 | 2023 |  | Average of values from BGD, CMR, COD, GMB, GNB, IDN, LBR, MOZ, NER, PHL, TGO
VEN | Laboratory Assistant | 4896.8851 | 2023 |  | Average of values from BGD, CMR, COD, GMB, GNB, IDN, LBR, MOZ, NER, PHL, TGO
VEN | Nurse | 5842.1327 | 2023 |  | Average of values from BGD, CMR, COD, GMB, GNB, IDN, LBR, MOZ, NER, PHL, TGO
VEN | Technician | 4796.3033 | 2023 |  | Average of values from BGD, CMR, COD, GMB, GNB, IDN, LBR, MOZ, NER, PHL, TGO
VEN | Doctor | 15582.9184 | 2023 |  | Average of values from BGD, CMR, COD, GMB, GNB, IDN, LBR, MOZ, NER, PHL, TGO
VEN | Other | 7465.1964 | 2023 |  | Average of values from BGD, CMR, COD, GMB, GNB, IDN, LBR, MOZ, NER, PHL, TGO
VNM | Laboratory Technologist | 4155.8442 | 2020 |  | FIND DNO | 1
VNM | Microbiologist | 5194.8052 | 2020 |  | FIND DNO | 1
VNM | Janitor | 3116.8831 | 2020 |  | FIND DNO | 1
VNM | Laboratory Assistant | 3240 | 2020 |  | FIND DNO | 1
VNM | Nurse | 4155.8442 | 2020 |  | FIND DNO | 1
VNM | Technician | 4155.8442 | 2020 |  | FIND DNO | 1
VNM | Doctor | 5194.8052 | 2020 |  | FIND DNO | 1
VNM | Other | 4173.4323 | 2020 | Average of other values |  | 1
YEM | Laboratory Technologist | 5531.9542 | 2023 |  | Average of values from BGD, CMR, COD, GMB, GNB, IDN, LBR, MOZ, NER, PHL, TGO
YEM | Microbiologist | 14227.5785 | 2023 |  | Average of values from BGD, CMR, COD, GMB, GNB, IDN, LBR, MOZ, NER, PHL, TGO
YEM | Janitor | 2618.1025 | 2023 |  | Average of values from BGD, CMR, COD, GMB, GNB, IDN, LBR, MOZ, NER, PHL, TGO
YEM | Laboratory Assistant | 4896.8851 | 2023 |  | Average of values from BGD, CMR, COD, GMB, GNB, IDN, LBR, MOZ, NER, PHL, TGO
YEM | Nurse | 5842.1327 | 2023 |  | Average of values from BGD, CMR, COD, GMB, GNB, IDN, LBR, MOZ, NER, PHL, TGO
YEM | Technician | 4796.3033 | 2023 |  | Average of values from BGD, CMR, COD, GMB, GNB, IDN, LBR, MOZ, NER, PHL, TGO
YEM | Doctor | 15582.9184 | 2023 |  | Average of values from BGD, CMR, COD, GMB, GNB, IDN, LBR, MOZ, NER, PHL, TGO
YEM | Other | 7465.1964 | 2023 |  | Average of values from BGD, CMR, COD, GMB, GNB, IDN, LBR, MOZ, NER, PHL, TGO
ZMB | Laboratory Technologist | 4879.965 | 2020 |  | DNO Data | 1
ZMB | Microbiologist | 3201.1725 | 2020 |  | DNO Data | 1
ZMB | Janitor | 3201.1725 | 2020 | Used Technician |  | 1
ZMB | Laboratory Assistant | 3201.1725 | 2020 | Used Technician |  | 1
ZMB | Nurse | 3201.1725 | 2020 | Used Technician |  | 1
ZMB | Technician | 3201.1725 | 2020 |  | DNO Data | 1
ZMB | Doctor | 6904.3125 | 2020 | Used Biomedical Scientist |  | 1
ZMB | Other | 6904.3125 | 2020 | Biomedical Scientist | DNO Data | 1
ZWE | Laboratory Technologist | 5531.9542 | 2023 |  | Average of values from BGD, CMR, COD, GMB, GNB, IDN, LBR, MOZ, NER, PHL, TGO
ZWE | Microbiologist | 14227.5785 | 2023 |  | Average of values from BGD, CMR, COD, GMB, GNB, IDN, LBR, MOZ, NER, PHL, TGO
ZWE | Janitor | 2618.1025 | 2023 |  | Average of values from BGD, CMR, COD, GMB, GNB, IDN, LBR, MOZ, NER, PHL, TGO
ZWE | Laboratory Assistant | 4896.8851 | 2023 |  | Average of values from BGD, CMR, COD, GMB, GNB, IDN, LBR, MOZ, NER, PHL, TGO
ZWE | Nurse | 5842.1327 | 2023 |  | Average of values from BGD, CMR, COD, GMB, GNB, IDN, LBR, MOZ, NER, PHL, TGO
ZWE | Technician | 4796.3033 | 2023 |  | Average of values from BGD, CMR, COD, GMB, GNB, IDN, LBR, MOZ, NER, PHL, TGO
ZWE | Doctor | 15582.9184 | 2023 |  | Average of values from BGD, CMR, COD, GMB, GNB, IDN, LBR, MOZ, NER, PHL, TGO
ZWE | Other | 7465.1964 | 2023 |  | Average of values from BGD, CMR, COD, GMB, GNB, IDN, LBR, MOZ, NER, PHL, TGO
IND_Karnataka | Laboratory Technologist | 4285.68 | 2020 |  | FIND DNO | 1
IND_Karnataka | Microbiologist | 12000 | 2020 |  | FIND DNO | 1
IND_Karnataka | Janitor | 3395.3638 | 2020 | Used Technician |  | 1
IND_Karnataka | Laboratory Assistant | 3421.8506 | 2020 | Estimated using Laboratory Technologist salary |  | 1
IND_Karnataka | Nurse | 3421.8506 | 2020 | Used Laboratory Assistant |  | 1
IND_Karnataka | Technician | 3395.3638 | 2020 | Estimated using Laboratory Technologist salary |  | 1
IND_Karnataka | Doctor | 12000 | 2020 | Used Microbiologist |  | 1
IND_Karnataka | Other | 5988.587 | 2020 | Average of other values |  | 1
IND_Bihar | Laboratory Technologist | 4285.68 | 2020 |  | FIND DNO | 1
IND_Bihar | Microbiologist | 12000 | 2020 |  | FIND DNO | 1
IND_Bihar | Janitor | 3395.3638 | 2020 | Used Technician |  | 1
IND_Bihar | Laboratory Assistant | 3421.8506 | 2020 | Estimated using Laboratory Technologist salary |  | 1
IND_Bihar | Nurse | 3421.8506 | 2020 | Used Laboratory Assistant |  | 1
IND_Bihar | Technician | 3395.3638 | 2020 | Estimated using Laboratory Technologist salary |  | 1
IND_Bihar | Doctor | 12000 | 2020 | Used Microbiologist |  | 1
IND_Bihar | Other | 5988.587 | 2020 | Average of other values |  | 1

## DNOInput
iso3 | Table | Row | Col | Val | Year | Notes
VNM | MachineTypes | Cepheid GX I | Capacity_Day | 3 |  | Capacity per shift; For TB
VNM | MachineTypes | Cepheid GX II, 1 module, 6C | Capacity_Day | 12 |  | Capacity per shift; Original value was 6, changed to 12 because 6 resulted in annual tests (current) exceeding theoretical capacity
VNM | MachineTypes | Cepheid GX IV, 2 modules, 6C | Capacity_Day | 12 |  | Capacity per shift; For TB
VNM | MachineTypes | Cepheid GX I | Processing_Cost_PerSampleVariable_TB | 10.5294 | 2020
VNM | MachineTypes | Cepheid GX II, 1 module, 6C | Processing_Cost_PerSampleVariable_TB | 10.5294 | 2020
VNM | MachineTypes | Cepheid GX IV, 2 modules, 6C | Processing_Cost_PerSampleVariable_TB | 10.5294 | 2020
VNM | MachineTypes | Cepheid GX I | Processing_Cost_AnnualFixed | 2126.69 | 2022 | Used fixed cost for Cepheid GX II, 1 module, Laptop, 6C from WDI desk research due to lack of input data
VNM | MachineTypes | Cepheid GX I | FTE_Laboratory Technologist |  |  | Assume that staff requirements are the same as GX IV
VNM | MachineTypes | Cepheid GX I | FTE_Microbiologist |  |  | Assume that staff requirements are the same as GX IV
VNM | MachineTypes | Cepheid GX I | FTE_Janitor | 0.1 |  | Assume that staff requirements are the same as GX IV
VNM | MachineTypes | Cepheid GX I | FTE_Laboratory Assistant | 1 |  | Assume that staff requirements are the same as GX IV
VNM | MachineTypes | Cepheid GX I | FTE_Nurse |  |  | Assume that staff requirements are the same as GX IV
VNM | MachineTypes | Cepheid GX I | FTE_Technician | 1 |  | Assume that staff requirements are the same as GX IV
VNM | MachineTypes | Cepheid GX I | FTE_Doctor | 0.1 |  | Assume that staff requirements are the same as GX IV
VNM | MachineTypes | Cepheid GX I | FTE_Other |  |  | Assume that staff requirements are the same as GX IV
VNM | MachineTypes | Cepheid GX II, 1 module, 6C | FTE_Laboratory Technologist |  |  | Assume that staff requirements are the same as GX IV
VNM | MachineTypes | Cepheid GX II, 1 module, 6C | FTE_Microbiologist |  |  | Assume that staff requirements are the same as GX IV
VNM | MachineTypes | Cepheid GX II, 1 module, 6C | FTE_Janitor | 0.1 |  | Assume that staff requirements are the same as GX IV
VNM | MachineTypes | Cepheid GX II, 1 module, 6C | FTE_Laboratory Assistant | 1 |  | Assume that staff requirements are the same as GX IV
VNM | MachineTypes | Cepheid GX II, 1 module, 6C | FTE_Nurse |  |  | Assume that staff requirements are the same as GX IV
VNM | MachineTypes | Cepheid GX II, 1 module, 6C | FTE_Technician | 1 |  | Assume that staff requirements are the same as GX IV
VNM | MachineTypes | Cepheid GX II, 1 module, 6C | FTE_Doctor | 0.1 |  | Assume that staff requirements are the same as GX IV
VNM | MachineTypes | Cepheid GX II, 1 module, 6C | FTE_Other |  |  | Assume that staff requirements are the same as GX IV
VNM | MachineTypes | Cepheid GX IV, 2 modules, 6C | FTE_Laboratory Technologist
VNM | MachineTypes | Cepheid GX IV, 2 modules, 6C | FTE_Microbiologist
VNM | MachineTypes | Cepheid GX IV, 2 modules, 6C | FTE_Janitor | 0.1
VNM | MachineTypes | Cepheid GX IV, 2 modules, 6C | FTE_Laboratory Assistant | 1
VNM | MachineTypes | Cepheid GX IV, 2 modules, 6C | FTE_Nurse
VNM | MachineTypes | Cepheid GX IV, 2 modules, 6C | FTE_Technician | 1
VNM | MachineTypes | Cepheid GX IV, 2 modules, 6C | FTE_Doctor | 0.1
VNM | MachineTypes | Cepheid GX IV, 2 modules, 6C | FTE_Other
VNM |  | WorkDaysPerYear |  | 250
VNM |  | TestedOnSite_TB |  | 0.76
VNM |  | CostPerKm |  | 0.378 | 2020
CIV | MachineTypes | Cepheid GX IV, 4 modules, 6C | Capacity_Day | 12 |  | Capacity per shift; Same value for TB, HIV, and HPV
CIV | MachineTypes | Cepheid GX IV, 4 modules, 6C | Capacity_Day_TB | 12
CIV | MachineTypes | Cepheid GX IV, 4 modules, 6C | Capacity_Day_HIV | 12
CIV | MachineTypes | Cepheid GX XVI, 16 modules, 6C | Capacity_Day | 48 |  | Capacity per shift; Same value for TB, HIV, and HPV
CIV | MachineTypes | Cepheid GX XVI, 16 modules, 6C | Capacity_Day_TB | 48
CIV | MachineTypes | Cepheid GX XVI, 16 modules, 6C | Capacity_Day_HIV | 48
CIV | MachineTypes | Roche COBAS 4800 System | Capacity_Day | 186 |  | Capacity per shift
CIV | MachineTypes | Roche COBAS 4800 System | Capacity_Day_TB | 186
CIV | MachineTypes | Roche COBAS 4800 System | Capacity_Day_HIV | 186
CIV | MachineTypes | Roche COBAS 6800 System | Capacity_Day | 388 |  | Capacity per shift
CIV | MachineTypes | Roche COBAS 6800 System | Capacity_Day_TB | 388
CIV | MachineTypes | Roche COBAS 6800 System | Capacity_Day_HIV | 388
CIV | MachineTypes | Abbott mPIMA | Capacity_Day | 7 |  | Capacity per shift
CIV | MachineTypes | Abbott mPIMA | Capacity_Day_HIV | 7
CIV | MachineTypes | Biocentric Fluorocycler System | Capacity_Day | 192 |  | Capacity per shift
CIV | MachineTypes | Biocentric Fluorocycler System | Capacity_Day_TB | 192
CIV | MachineTypes | Biocentric Fluorocycler System | Capacity_Day_HIV | 192
CIV | MachineTypes | Roche CAP/CTM 48 System | Capacity_Day | 63 |  | Capacity per shift
CIV | MachineTypes | Roche CAP/CTM 48 System | Capacity_Day_TB | 63
CIV | MachineTypes | Roche CAP/CTM 48 System | Capacity_Day_HIV | 63
CIV | MachineTypes | Roche CAP/CTM 96 System | Capacity_Day | 105 |  | Capacity per shift
CIV | MachineTypes | Roche CAP/CTM 96 System | Capacity_Day_TB | 105
CIV | MachineTypes | Roche CAP/CTM 96 System | Capacity_Day_HIV | 105
CIV | MachineTypes | Cepheid GX IV, 4 modules, 6C | Processing_Cost_PerSampleVariable_TB | 10.49 | 2021
CIV | MachineTypes | Cepheid GX XVI, 16 modules, 6C | Processing_Cost_PerSampleVariable_TB | 10.49 | 2021
CIV | MachineTypes | Cepheid GX IV, 4 modules, 6C | Processing_Cost_PerSampleVariable_HIV | 15.49 | 2021
CIV | MachineTypes | Cepheid GX XVI, 16 modules, 6C | Processing_Cost_PerSampleVariable_HIV | 15.49 | 2021
CIV | MachineTypes | Roche COBAS 4800 System | Processing_Cost_PerSampleVariable_HIV_Rented | 14.25 | 2021
CIV | MachineTypes | Roche COBAS 6800 System | Processing_Cost_PerSampleVariable_HIV_Rented | 13.69 | 2021
CIV | MachineTypes | Abbott mPIMA | Processing_Cost_PerSampleVariable_HIV_Rented | 25.53 | 2021
CIV | MachineTypes | Biocentric Fluorocycler System | Processing_Cost_PerSampleVariable_HIV_Rented | 16.29 | 2021 | Assumed to be the cost associated with "OPP" line
CIV | MachineTypes | Roche CAP/CTM 48 System | Processing_Cost_PerSampleVariable_HIV_Rented | 12.9627 | 2021 | Averge cost per test for EID and VL, weighted by the number of tests of each in current data set
CIV | MachineTypes | Roche CAP/CTM 96 System | Processing_Cost_PerSampleVariable_HIV_Rented | 12.8899 | 2021 | Averge cost per test for EID and VL, weighted by the number of tests of each in current data set
CIV | MachineTypes | Cepheid GX IV, 4 modules, 6C | FTE_Laboratory Technologist
CIV | MachineTypes | Cepheid GX IV, 4 modules, 6C | FTE_Microbiologist
CIV | MachineTypes | Cepheid GX IV, 4 modules, 6C | FTE_Janitor
CIV | MachineTypes | Cepheid GX IV, 4 modules, 6C | FTE_Laboratory Assistant | 0.1 |  | Laborantin
CIV | MachineTypes | Cepheid GX IV, 4 modules, 6C | FTE_Nurse
CIV | MachineTypes | Cepheid GX IV, 4 modules, 6C | FTE_Technician | 1 |  | Technicien superieur de laboratoire
CIV | MachineTypes | Cepheid GX IV, 4 modules, 6C | FTE_Doctor
CIV | MachineTypes | Cepheid GX IV, 4 modules, 6C | FTE_Other | 0.3 |  | Ingenieur des techniques sanitaires
CIV | MachineTypes | Cepheid GX XVI, 16 modules, 6C | FTE_Laboratory Technologist
CIV | MachineTypes | Cepheid GX XVI, 16 modules, 6C | FTE_Microbiologist
CIV | MachineTypes | Cepheid GX XVI, 16 modules, 6C | FTE_Janitor
CIV | MachineTypes | Cepheid GX XVI, 16 modules, 6C | FTE_Laboratory Assistant | 0.1 |  | Laborantin
CIV | MachineTypes | Cepheid GX XVI, 16 modules, 6C | FTE_Nurse
CIV | MachineTypes | Cepheid GX XVI, 16 modules, 6C | FTE_Technician | 1 |  | Technicien superieur de laboratoire
CIV | MachineTypes | Cepheid GX XVI, 16 modules, 6C | FTE_Doctor
CIV | MachineTypes | Cepheid GX XVI, 16 modules, 6C | FTE_Other | 0.3 |  | Ingenieur des techniques sanitaires
CIV | MachineTypes | Roche COBAS 4800 System | FTE_Laboratory Technologist
CIV | MachineTypes | Roche COBAS 4800 System | FTE_Microbiologist
CIV | MachineTypes | Roche COBAS 4800 System | FTE_Janitor
CIV | MachineTypes | Roche COBAS 4800 System | FTE_Laboratory Assistant | 0.8 |  | Laborantin
CIV | MachineTypes | Roche COBAS 4800 System | FTE_Nurse
CIV | MachineTypes | Roche COBAS 4800 System | FTE_Technician | 1 |  | Technicien superieur de laboratoire
CIV | MachineTypes | Roche COBAS 4800 System | FTE_Doctor
CIV | MachineTypes | Roche COBAS 4800 System | FTE_Other | 0.2 |  | Ingenieur des techniques sanitaires
CIV | MachineTypes | Roche COBAS 6800 System | FTE_Laboratory Technologist
CIV | MachineTypes | Roche COBAS 6800 System | FTE_Microbiologist
CIV | MachineTypes | Roche COBAS 6800 System | FTE_Janitor
CIV | MachineTypes | Roche COBAS 6800 System | FTE_Laboratory Assistant | 0.8 |  | Laborantin
CIV | MachineTypes | Roche COBAS 6800 System | FTE_Nurse
CIV | MachineTypes | Roche COBAS 6800 System | FTE_Technician | 1 |  | Technicien superieur de laboratoire
CIV | MachineTypes | Roche COBAS 6800 System | FTE_Doctor
CIV | MachineTypes | Roche COBAS 6800 System | FTE_Other | 0.2 |  | Ingenieur des techniques sanitaires
CIV | MachineTypes | Abbott mPIMA | FTE_Laboratory Technologist
CIV | MachineTypes | Abbott mPIMA | FTE_Microbiologist
CIV | MachineTypes | Abbott mPIMA | FTE_Janitor
CIV | MachineTypes | Abbott mPIMA | FTE_Laboratory Assistant
CIV | MachineTypes | Abbott mPIMA | FTE_Nurse | 0.5 |  | Sage-femme; placed in nurse category
CIV | MachineTypes | Abbott mPIMA | FTE_Technician | 0.25 |  | Technicien superieur de laboratoire
CIV | MachineTypes | Abbott mPIMA | FTE_Doctor
CIV | MachineTypes | Abbott mPIMA | FTE_Other
CIV | MachineTypes | Biocentric Fluorocycler System | FTE_Laboratory Technologist
CIV | MachineTypes | Biocentric Fluorocycler System | FTE_Microbiologist
CIV | MachineTypes | Biocentric Fluorocycler System | FTE_Janitor
CIV | MachineTypes | Biocentric Fluorocycler System | FTE_Laboratory Assistant | 0.8 |  | Laborantin
CIV | MachineTypes | Biocentric Fluorocycler System | FTE_Nurse
CIV | MachineTypes | Biocentric Fluorocycler System | FTE_Technician | 1 |  | Technicien superieur de laboratoire
CIV | MachineTypes | Biocentric Fluorocycler System | FTE_Doctor
CIV | MachineTypes | Biocentric Fluorocycler System | FTE_Other | 0.2 |  | Ingenieur des techniques sanitaires
CIV | MachineTypes | Roche CAP/CTM 48 System | FTE_Laboratory Technologist
CIV | MachineTypes | Roche CAP/CTM 48 System | FTE_Microbiologist
CIV | MachineTypes | Roche CAP/CTM 48 System | FTE_Janitor
CIV | MachineTypes | Roche CAP/CTM 48 System | FTE_Laboratory Assistant | 0.8 |  | Laborantin
CIV | MachineTypes | Roche CAP/CTM 48 System | FTE_Nurse
CIV | MachineTypes | Roche CAP/CTM 48 System | FTE_Technician | 1 |  | Technicien superieur de laboratoire
CIV | MachineTypes | Roche CAP/CTM 48 System | FTE_Doctor
CIV | MachineTypes | Roche CAP/CTM 48 System | FTE_Other | 0.2 |  | Ingenieur des techniques sanitaires
CIV | MachineTypes | Roche CAP/CTM 96 System | FTE_Laboratory Technologist
CIV | MachineTypes | Roche CAP/CTM 96 System | FTE_Microbiologist
CIV | MachineTypes | Roche CAP/CTM 96 System | FTE_Janitor
CIV | MachineTypes | Roche CAP/CTM 96 System | FTE_Laboratory Assistant | 0.8 |  | Laborantin
CIV | MachineTypes | Roche CAP/CTM 96 System | FTE_Nurse
CIV | MachineTypes | Roche CAP/CTM 96 System | FTE_Technician | 1 |  | Technicien superieur de laboratoire
CIV | MachineTypes | Roche CAP/CTM 96 System | FTE_Doctor
CIV | MachineTypes | Roche CAP/CTM 96 System | FTE_Other | 0.2 |  | Ingenieur des techniques sanitaires
CIV |  | WorkDaysPerYear |  | 264
CIV |  | TestedOnSite_HIV |  | 0.095517
CIV |  | TestedOnSite_TB |  | 0.51332
CIV |  | CostPerKm |  | 0.52563 | 2020
CIV | MachineTypes | Abbott m2000 Realtime System 96 | Capacity_Day | 93
CIV | MachineTypes | Abbott m2000 Realtime System 96 | Capacity_Day_TB | 93
CIV | MachineTypes | Abbott m2000 Realtime System 96 | Capacity_Day_HIV | 93
CIV | MachineTypes | Abbott m2000 Realtime System 96 | FTE_Laboratory Technologist
CIV | MachineTypes | Abbott m2000 Realtime System 96 | FTE_Microbiologist
CIV | MachineTypes | Abbott m2000 Realtime System 96 | FTE_Janitor
CIV | MachineTypes | Abbott m2000 Realtime System 96 | FTE_Laboratory Assistant | 0.8 |  | Laborantin
CIV | MachineTypes | Abbott m2000 Realtime System 96 | FTE_Nurse
CIV | MachineTypes | Abbott m2000 Realtime System 96 | FTE_Technician | 1 |  | Technicien superieur de laboratoire
CIV | MachineTypes | Abbott m2000 Realtime System 96 | FTE_Doctor
CIV | MachineTypes | Abbott m2000 Realtime System 96 | FTE_Other | 0.2 |  | Ingenieur des techniques sanitaires
GMB | MachineTypes | Abbott m2000 Realtime System 96 | Capacity_Day | 93
GMB | MachineTypes | Abbott m2000 Realtime System 96 | Capacity_Day_TB | 93
GMB | MachineTypes | Abbott m2000 Realtime System 96 | Capacity_Day_HIV | 93
GMB | MachineTypes | Abbott m2000 Realtime System 96 | Processing_Cost_PerSampleVariable_HIV | 14.8883 | 2021 | Averge cost per test for EID and VL, weighted by the number of tests of each in current data set
GMB | MachineTypes | Cepheid GX IV, 2 modules, 6C | Capacity_Day | 21
GMB | MachineTypes | Cepheid GX IV, 2 modules, 6C | Capacity_Day_TB | 21
GMB | MachineTypes | Cepheid GX IV, 2 modules, 6C | Capacity_Day_HIV | 21
GMB | MachineTypes | Cepheid GX IV, 2 modules, 6C | Processing_Cost_PerSampleVariable_HIV | 16.2144 | 2021 | Averge cost per test for EID and VL, weighted by the number of tests of each in current data set
GMB | MachineTypes | Cepheid GX IV, 2 modules, 6C | Processing_Cost_PerSampleVariable_TB | 10.49 | 2021
GMB |  | WorkDaysPerYear |  | 264
GMB |  | TestedOnSite_TB |  | 0.29469
GMB |  | TestedOnSite_HIV |  | 0.24915
GMB |  | CostPerKm |  | 0.32 | 2021
PAK | MachineTypes | Cepheid GX II, 2 modules, 10C | Capacity_Day | 6
PAK | MachineTypes | Cepheid GX II, 2 modules, 10C | Capacity_Day_TB | 6
PAK | MachineTypes | Cepheid GX II, 2 modules, 10C | Capacity_Day_HIV | 6
PAK | MachineTypes | Cepheid GX IV, 4 modules, 10C | Capacity_Day | 6
PAK | MachineTypes | Cepheid GX IV, 4 modules, 10C | Capacity_Day_TB | 6
PAK | MachineTypes | Cepheid GX IV, 4 modules, 10C | Capacity_Day_HIV | 6
PAK | MachineTypes | Cepheid GX IV, 4 modules, 6C | Capacity_Day | 12
PAK | MachineTypes | Cepheid GX IV, 4 modules, 6C | Capacity_Day_TB | 12
PAK | MachineTypes | Cepheid GX IV, 4 modules, 6C | Capacity_Day_HIV | 12
PAK | MachineTypes | Cepheid GX XVI, 16 modules, 6C | Capacity_Day | 48
PAK | MachineTypes | Cepheid GX XVI, 16 modules, 6C | Capacity_Day_TB | 48
PAK | MachineTypes | Cepheid GX XVI, 16 modules, 6C | Capacity_Day_HIV | 48
PAK | MachineTypes | Cepheid GX II, 2 modules, 10C | Processing_Cost_PerSampleVariable_TB | 17.3105 | 2022 | Averge cost per test for MTB RIF and MTB XDR, weighted by the number of tests of each in current data set
PAK | MachineTypes | Cepheid GX IV, 4 modules, 10C | Processing_Cost_PerSampleVariable_TB | 16.0938 | 2022 | Averge cost per test for MTB RIF and MTB XDR, weighted by the number of tests of each in current data set
PAK | MachineTypes | Cepheid GX IV, 4 modules, 6C | Processing_Cost_PerSampleVariable_TB | 15.721 | 2022
PAK | MachineTypes | Cepheid GX XVI, 16 modules, 6C | Processing_Cost_PerSampleVariable_TB | 15.721 | 2022
PAK | MachineTypes | Cepheid GX II, 2 modules, 10C | Processing_Cost_PerSampleVariable_HIV | 22.855 | 2022
PAK | MachineTypes | Cepheid GX IV, 4 modules, 6C | Processing_Cost_PerSampleVariable_HIV | 22.855 | 2022
PAK | MachineTypes | Cepheid GX XVI, 16 modules, 6C | Processing_Cost_PerSampleVariable_HIV | 22.855 | 2022
PAK | MachineTypes | Cepheid GX II, 2 modules, 10C | FTE_Laboratory Technologist | 0.5
PAK | MachineTypes | Cepheid GX II, 2 modules, 10C | FTE_Microbiologist | 0.1
PAK | MachineTypes | Cepheid GX II, 2 modules, 10C | FTE_Janitor
PAK | MachineTypes | Cepheid GX II, 2 modules, 10C | FTE_Laboratory Assistant
PAK | MachineTypes | Cepheid GX II, 2 modules, 10C | FTE_Nurse
PAK | MachineTypes | Cepheid GX II, 2 modules, 10C | FTE_Technician
PAK | MachineTypes | Cepheid GX II, 2 modules, 10C | FTE_Doctor
PAK | MachineTypes | Cepheid GX II, 2 modules, 10C | FTE_Other
PAK | MachineTypes | Cepheid GX IV, 4 modules, 10C | FTE_Laboratory Technologist | 1
PAK | MachineTypes | Cepheid GX IV, 4 modules, 10C | FTE_Microbiologist | 0.1
PAK | MachineTypes | Cepheid GX IV, 4 modules, 10C | FTE_Janitor
PAK | MachineTypes | Cepheid GX IV, 4 modules, 10C | FTE_Laboratory Assistant
PAK | MachineTypes | Cepheid GX IV, 4 modules, 10C | FTE_Nurse
PAK | MachineTypes | Cepheid GX IV, 4 modules, 10C | FTE_Technician
PAK | MachineTypes | Cepheid GX IV, 4 modules, 10C | FTE_Doctor
PAK | MachineTypes | Cepheid GX IV, 4 modules, 10C | FTE_Other
PAK | MachineTypes | Cepheid GX IV, 4 modules, 6C | FTE_Laboratory Technologist
PAK | MachineTypes | Cepheid GX IV, 4 modules, 6C | FTE_Microbiologist
PAK | MachineTypes | Cepheid GX IV, 4 modules, 6C | FTE_Janitor
PAK | MachineTypes | Cepheid GX IV, 4 modules, 6C | FTE_Laboratory Assistant | 1
PAK | MachineTypes | Cepheid GX IV, 4 modules, 6C | FTE_Nurse
PAK | MachineTypes | Cepheid GX IV, 4 modules, 6C | FTE_Technician
PAK | MachineTypes | Cepheid GX IV, 4 modules, 6C | FTE_Doctor
PAK | MachineTypes | Cepheid GX IV, 4 modules, 6C | FTE_Other
PAK | MachineTypes | Cepheid GX XVI, 16 modules, 6C | FTE_Laboratory Technologist
PAK | MachineTypes | Cepheid GX XVI, 16 modules, 6C | FTE_Microbiologist
PAK | MachineTypes | Cepheid GX XVI, 16 modules, 6C | FTE_Janitor
PAK | MachineTypes | Cepheid GX XVI, 16 modules, 6C | FTE_Laboratory Assistant | 1
PAK | MachineTypes | Cepheid GX XVI, 16 modules, 6C | FTE_Nurse
PAK | MachineTypes | Cepheid GX XVI, 16 modules, 6C | FTE_Technician
PAK | MachineTypes | Cepheid GX XVI, 16 modules, 6C | FTE_Doctor
PAK | MachineTypes | Cepheid GX XVI, 16 modules, 6C | FTE_Other
PAK |  | WorkDaysPerYear |  | 260
PAK |  | TestedOnSite_TB |  | 0.29072
PAK |  | TestedOnSite_HIV |  | 0.54869
PAK |  | CostPerKm |  | 0.2 | 2022
IND_Karnataka | MachineTypes | Cepheid GX IV, 4 modules, 6C | Capacity_Day | 12
IND_Karnataka | MachineTypes | Cepheid GX IV, 4 modules, 6C | Capacity_Day_TB | 12
IND_Karnataka | MachineTypes | Molbio Truelab Duo | Capacity_Day | 6
IND_Karnataka | MachineTypes | Molbio Truelab Duo | Capacity_Day_TB | 6
IND_Karnataka | MachineTypes | Cepheid GX IV, 4 modules, 6C | Processing_Cost_PerSampleVariable_TB | 13.31 | 2020
IND_Karnataka | MachineTypes | Molbio Truelab Duo | Processing_Cost_PerSampleVariable_TB | 8.85 | 2020
IND_Karnataka | MachineTypes | Cepheid GX IV, 4 modules, 6C | FTE_Laboratory Technologist | 1
IND_Karnataka | MachineTypes | Cepheid GX IV, 4 modules, 6C | FTE_Microbiologist | 0.1
IND_Karnataka | MachineTypes | Cepheid GX IV, 4 modules, 6C | FTE_Janitor
IND_Karnataka | MachineTypes | Cepheid GX IV, 4 modules, 6C | FTE_Laboratory Assistant
IND_Karnataka | MachineTypes | Cepheid GX IV, 4 modules, 6C | FTE_Nurse
IND_Karnataka | MachineTypes | Cepheid GX IV, 4 modules, 6C | FTE_Technician
IND_Karnataka | MachineTypes | Cepheid GX IV, 4 modules, 6C | FTE_Doctor
IND_Karnataka | MachineTypes | Cepheid GX IV, 4 modules, 6C | FTE_Other
IND_Karnataka | MachineTypes | Molbio Truelab Duo | FTE_Laboratory Technologist | 1
IND_Karnataka | MachineTypes | Molbio Truelab Duo | FTE_Microbiologist | 0.1
IND_Karnataka | MachineTypes | Molbio Truelab Duo | FTE_Janitor
IND_Karnataka | MachineTypes | Molbio Truelab Duo | FTE_Laboratory Assistant
IND_Karnataka | MachineTypes | Molbio Truelab Duo | FTE_Nurse
IND_Karnataka | MachineTypes | Molbio Truelab Duo | FTE_Technician
IND_Karnataka | MachineTypes | Molbio Truelab Duo | FTE_Doctor
IND_Karnataka | MachineTypes | Molbio Truelab Duo | FTE_Other
IND_Karnataka |  | WorkDaysPerYear |  | 264
IND_Karnataka |  | TestedOnSite_TB |  | 0.0022757
IND_Karnataka |  | CostPerKm |  | 0.15 | 2020
IND_Bihar | MachineTypes | Cepheid GX IV, 4 modules, 6C | Capacity_Day | 12
IND_Bihar | MachineTypes | Cepheid GX IV, 4 modules, 6C | Capacity_Day_TB | 12
IND_Bihar | MachineTypes | Molbio Truelab Duo | Capacity_Day | 6
IND_Bihar | MachineTypes | Molbio Truelab Duo | Capacity_Day_TB | 6
IND_Bihar | MachineTypes | Cepheid GX IV, 4 modules, 6C | Processing_Cost_PerSampleVariable_TB | 13.31 | 2020
IND_Bihar | MachineTypes | Molbio Truelab Duo | Processing_Cost_PerSampleVariable_TB | 8.85 | 2020
IND_Bihar | MachineTypes | Cepheid GX IV, 4 modules, 6C | FTE_Laboratory Technologist | 1
IND_Bihar | MachineTypes | Cepheid GX IV, 4 modules, 6C | FTE_Microbiologist | 0.1
IND_Bihar | MachineTypes | Cepheid GX IV, 4 modules, 6C | FTE_Janitor
IND_Bihar | MachineTypes | Cepheid GX IV, 4 modules, 6C | FTE_Laboratory Assistant
IND_Bihar | MachineTypes | Cepheid GX IV, 4 modules, 6C | FTE_Nurse
IND_Bihar | MachineTypes | Cepheid GX IV, 4 modules, 6C | FTE_Technician
IND_Bihar | MachineTypes | Cepheid GX IV, 4 modules, 6C | FTE_Doctor
IND_Bihar | MachineTypes | Cepheid GX IV, 4 modules, 6C | FTE_Other
IND_Bihar | MachineTypes | Molbio Truelab Duo | FTE_Laboratory Technologist | 1
IND_Bihar | MachineTypes | Molbio Truelab Duo | FTE_Microbiologist | 0.1
IND_Bihar | MachineTypes | Molbio Truelab Duo | FTE_Janitor
IND_Bihar | MachineTypes | Molbio Truelab Duo | FTE_Laboratory Assistant
IND_Bihar | MachineTypes | Molbio Truelab Duo | FTE_Nurse
IND_Bihar | MachineTypes | Molbio Truelab Duo | FTE_Technician
IND_Bihar | MachineTypes | Molbio Truelab Duo | FTE_Doctor
IND_Bihar | MachineTypes | Molbio Truelab Duo | FTE_Other
IND_Bihar |  | WorkDaysPerYear |  | 264
IND_Bihar |  | TestedOnSite_TB |  | 0.0051475
IND_Bihar |  | CostPerKm |  | 0.15 | 2020
ZMB | MachineTypes | Roche CAP/CTM 48 System | Capacity_Day | 117 |  | 39 tests per shift; 3 shifts per day
ZMB | MachineTypes | Roche CAP/CTM 48 System | Capacity_Day_HIV | 117 |  | 39 tests per shift; 3 shifts per day
ZMB | MachineTypes | Roche CAP/CTM 96 System | Capacity_Day | 234 |  | 78 tests per shift; 3 shifts per day
ZMB | MachineTypes | Roche CAP/CTM 96 System | Capacity_Day_HIV | 234 |  | 78 tests per shift; 3 shifts per day
ZMB | MachineTypes | Roche COBAS 4800 System | Capacity_Day | 453 |  | 151 tests per shift; 3 shifts per day
ZMB | MachineTypes | Roche COBAS 4800 System | Capacity_Day_HIV | 453 |  | 151 tests per shift; 3 shifts per day
ZMB | MachineTypes | Roche COBAS 6800 System | Capacity_Day | 453 |  | 151 tests per shift; 3 shifts per day
ZMB | MachineTypes | Roche COBAS 6800 System | Capacity_Day_HIV | 453 |  | 151 tests per shift; 3 shifts per day
ZMB | MachineTypes | Cepheid GX II, 2 modules, 6C | Capacity_Day | 16 |  | Max of HIV and TB
ZMB | MachineTypes | Cepheid GX II, 2 modules, 6C | Capacity_Day_TB | 12 |  | 6 tests per shift; 1 machines running 1 shift, 1 machine running 3 shifts; weighted average
ZMB | MachineTypes | Cepheid GX II, 2 modules, 6C | Capacity_Day_HIV | 16 |  | 8 tests per shift; 1 machines running 1 shift, 1 machine running 3 shifts; weighted average
ZMB | MachineTypes | Cepheid GX Infinity-48s | Capacity_Day | 585 |  | Max of HIV and TB
ZMB | MachineTypes | Cepheid GX Infinity-48s | Capacity_Day_TB | 468 |  | 156 tests per shift; 3 shifts per day
ZMB | MachineTypes | Cepheid GX Infinity-48s | Capacity_Day_HIV | 585 |  | 195 tests per shift; 3 shifts per day
ZMB | MachineTypes | Cepheid GX IV, 4 modules, 6C | Capacity_Day | 19.21 |  | Max of HIV and TB
ZMB | MachineTypes | Cepheid GX IV, 4 modules, 6C | Capacity_Day_TB | 15.6082 |  | 13 tests per shift; 287 machines running 1 shift, 32 machines running 3 shifts; weighted average
ZMB | MachineTypes | Cepheid GX IV, 4 modules, 6C | Capacity_Day_HIV | 19.21 |  | 16 tests per shift; 287 machines running 1 shift, 32 machines running 3 shifts; weighted average
ZMB | MachineTypes | Cepheid GX XVI, 16 modules, 6C | Capacity_Day | 91 |  | Max of HIV and TB
ZMB | MachineTypes | Cepheid GX XVI, 16 modules, 6C | Capacity_Day_TB | 72.8 |  | 52 tests per shift; 8 machines running 1 shift, 2 machines running 3 shifts; weighted average
ZMB | MachineTypes | Cepheid GX XVI, 16 modules, 6C | Capacity_Day_HIV | 91 |  | 65 tests per shift; 8 machines running 1 shift, 2 machines running 3 shifts; weighted average
ZMB | MachineTypes | Hologic Panther System | Capacity_Day | 780 |  | 260 tests per shift; 3 shifts per day
ZMB | MachineTypes | Hologic Panther System | Capacity_Day_HIV | 780 |  | 260 tests per shift; 3 shifts per day
ZMB | MachineTypes | Abbott mPIMA | Capacity_Day | 6 |  | Tests per shift; 1 shift per day
ZMB | MachineTypes | Abbott mPIMA | Capacity_Day_HIV | 6 |  | Tests per shift; 1 shift per day
ZMB | MachineTypes | Roche CAP/CTM 48 System | Processing_Cost_PerSampleVariable_HIV_Rented | 13.5575 | 2022 | Averge cost per test for HIV VL and HIV EID, weighted by the number of tests of each in current data set
ZMB | MachineTypes | Roche CAP/CTM 96 System | Processing_Cost_PerSampleVariable_HIV_Rented | 12.7544 | 2022 | Averge cost per test for HIV VL and HIV EID, weighted by the number of tests of each in current data set
ZMB | MachineTypes | Roche COBAS 4800 System | Processing_Cost_PerSampleVariable_HIV_Rented | 13.0833 | 2022 | VL cost only because baseline testing data for this machine includes only VL tests
ZMB | MachineTypes | Roche COBAS 6800 System | Processing_Cost_PerSampleVariable_HIV_Rented | 13.0833 | 2022 | VL cost only because baseline testing data for this machine includes only VL tests
ZMB | MachineTypes | Cepheid GX II, 2 modules, 6C | Processing_Cost_PerSampleVariable_TB | 12.1397 | 2022
ZMB | MachineTypes | Cepheid GX Infinity-48s | Processing_Cost_PerSampleVariable_HIV | 19.6309 | 2022 | Averge cost per test for HIV VL and HIV EID, weighted by the number of tests of each in current data set
ZMB | MachineTypes | Cepheid GX IV, 4 modules, 6C | Processing_Cost_PerSampleVariable_TB | 12.1397 | 2022
ZMB | MachineTypes | Cepheid GX IV, 4 modules, 6C | Processing_Cost_PerSampleVariable_HIV | 19.668 | 2022 | Averge cost per test for HIV VL and HIV EID, weighted by the number of tests of each in current data set
ZMB | MachineTypes | Cepheid GX XVI, 16 modules, 6C | Processing_Cost_PerSampleVariable_HIV | 19.63 | 2022 | EID cost only because baseline testing data for this machine includes only EID tests
ZMB | MachineTypes | Hologic Panther System | Processing_Cost_PerSampleVariable_HIV_Rented | 11.5128 | 2022 | VL cost only because baseline testing data for this machine includes only VL tests
ZMB | MachineTypes | Abbott mPIMA | Processing_Cost_PerSampleVariable_HIV | 27.4 | 2022 | Mean of VL and EID cost; no tests performed on this machine type at baseline
ZMB | MachineTypes | Roche CAP/CTM 48 System | FTE_Laboratory Technologist | 1.8 |  | 0.6 per Shift; 3 shifts per day
ZMB | MachineTypes | Roche CAP/CTM 48 System | FTE_Microbiologist
ZMB | MachineTypes | Roche CAP/CTM 48 System | FTE_Janitor
ZMB | MachineTypes | Roche CAP/CTM 48 System | FTE_Laboratory Assistant
ZMB | MachineTypes | Roche CAP/CTM 48 System | FTE_Nurse
ZMB | MachineTypes | Roche CAP/CTM 48 System | FTE_Technician
ZMB | MachineTypes | Roche CAP/CTM 48 System | FTE_Doctor
ZMB | MachineTypes | Roche CAP/CTM 48 System | FTE_Other | 1.2 |  | Biomedical Scientist; 0.4 per shift; 3 shifts per day
ZMB | MachineTypes | Roche CAP/CTM 96 System | FTE_Laboratory Technologist | 1.8 |  | 0.6 per Shift; 3 shifts per day
ZMB | MachineTypes | Roche CAP/CTM 96 System | FTE_Microbiologist
ZMB | MachineTypes | Roche CAP/CTM 96 System | FTE_Janitor
ZMB | MachineTypes | Roche CAP/CTM 96 System | FTE_Laboratory Assistant
ZMB | MachineTypes | Roche CAP/CTM 96 System | FTE_Nurse
ZMB | MachineTypes | Roche CAP/CTM 96 System | FTE_Technician
ZMB | MachineTypes | Roche CAP/CTM 96 System | FTE_Doctor
ZMB | MachineTypes | Roche CAP/CTM 96 System | FTE_Other | 1.2 |  | Biomedical Scientist; 0.4 per shift; 3 shifts per day
ZMB | MachineTypes | Roche COBAS 4800 System | FTE_Laboratory Technologist | 1.8 |  | 0.6 per Shift; 3 shifts per day
ZMB | MachineTypes | Roche COBAS 4800 System | FTE_Microbiologist
ZMB | MachineTypes | Roche COBAS 4800 System | FTE_Janitor
ZMB | MachineTypes | Roche COBAS 4800 System | FTE_Laboratory Assistant
ZMB | MachineTypes | Roche COBAS 4800 System | FTE_Nurse
ZMB | MachineTypes | Roche COBAS 4800 System | FTE_Technician
ZMB | MachineTypes | Roche COBAS 4800 System | FTE_Doctor
ZMB | MachineTypes | Roche COBAS 4800 System | FTE_Other | 1.2 |  | Biomedical Scientist; 0.4 per shift; 3 shifts per day
ZMB | MachineTypes | Roche COBAS 6800 System | FTE_Laboratory Technologist | 1.8 |  | 0.6 per Shift; 3 shifts per day
ZMB | MachineTypes | Roche COBAS 6800 System | FTE_Microbiologist
ZMB | MachineTypes | Roche COBAS 6800 System | FTE_Janitor
ZMB | MachineTypes | Roche COBAS 6800 System | FTE_Laboratory Assistant
ZMB | MachineTypes | Roche COBAS 6800 System | FTE_Nurse
ZMB | MachineTypes | Roche COBAS 6800 System | FTE_Technician
ZMB | MachineTypes | Roche COBAS 6800 System | FTE_Doctor
ZMB | MachineTypes | Roche COBAS 6800 System | FTE_Other | 1.2 |  | Biomedical Scientist; 0.4 per shift; 3 shifts per day
ZMB | MachineTypes | Cepheid GX II, 2 modules, 6C | FTE_Laboratory Technologist | 0.8 |  | 0.4 per shift; 1 machine running 1 shift, 1 machine running 3 shifts; weighted average
ZMB | MachineTypes | Cepheid GX II, 2 modules, 6C | FTE_Microbiologist | 0.2 |  | 0.1 per shift; 1 machine running 1 shift, 1 machine running 3 shifts; weighted average
ZMB | MachineTypes | Cepheid GX II, 2 modules, 6C | FTE_Janitor
ZMB | MachineTypes | Cepheid GX II, 2 modules, 6C | FTE_Laboratory Assistant
ZMB | MachineTypes | Cepheid GX II, 2 modules, 6C | FTE_Nurse
ZMB | MachineTypes | Cepheid GX II, 2 modules, 6C | FTE_Technician | 0.4 |  | 0.2 per shift; 1 machine running 1 shift, 1 machine running 3 shifts; weighted average
ZMB | MachineTypes | Cepheid GX II, 2 modules, 6C | FTE_Doctor
ZMB | MachineTypes | Cepheid GX II, 2 modules, 6C | FTE_Other | 0.2 |  | Biomedical Scientist; 0.1 per shift; 1 machine running 1 shift, 1 machine running 3 shifts; weighted average
ZMB | MachineTypes | Cepheid GX Infinity-48s | FTE_Laboratory Technologist | 2.4 |  | 0.8 per shift; 3 shifts per day
ZMB | MachineTypes | Cepheid GX Infinity-48s | FTE_Microbiologist
ZMB | MachineTypes | Cepheid GX Infinity-48s | FTE_Janitor
ZMB | MachineTypes | Cepheid GX Infinity-48s | FTE_Laboratory Assistant
ZMB | MachineTypes | Cepheid GX Infinity-48s | FTE_Nurse
ZMB | MachineTypes | Cepheid GX Infinity-48s | FTE_Technician
ZMB | MachineTypes | Cepheid GX Infinity-48s | FTE_Doctor
ZMB | MachineTypes | Cepheid GX Infinity-48s | FTE_Other | 0.6 |  | Biomedical Scientist; 0.2 per shift; 3 shifts per day
ZMB | MachineTypes | Cepheid GX IV, 4 modules, 6C | FTE_Laboratory Technologist | 0.48025 |  | 0.4 per shift; 287 machines running 1 shift, 32 machines running 3 shifts; weighted average
ZMB | MachineTypes | Cepheid GX IV, 4 modules, 6C | FTE_Microbiologist | 0.12006 |  | 0.1 per shift; 287 machines running 1 shift, 32 machines running 3 shifts; weighted average
ZMB | MachineTypes | Cepheid GX IV, 4 modules, 6C | FTE_Janitor
ZMB | MachineTypes | Cepheid GX IV, 4 modules, 6C | FTE_Laboratory Assistant
ZMB | MachineTypes | Cepheid GX IV, 4 modules, 6C | FTE_Nurse
ZMB | MachineTypes | Cepheid GX IV, 4 modules, 6C | FTE_Technician | 0.24013 |  | 0.2 per shift; 287 machines running 1 shift, 32 machines running 3 shifts; weighted average
ZMB | MachineTypes | Cepheid GX IV, 4 modules, 6C | FTE_Doctor
ZMB | MachineTypes | Cepheid GX IV, 4 modules, 6C | FTE_Other | 0.12006 |  | Biomedical Scientist; 0.1 per shift; 287 machines running 1 shift, 32 machines running 3 shifts; weighted average
ZMB | MachineTypes | Cepheid GX XVI, 16 modules, 6C | FTE_Laboratory Technologist | 0.56 |  | 0.4 per shift; 8 machines running 1 shift, 2 machines running 3 shifts; weighted average
ZMB | MachineTypes | Cepheid GX XVI, 16 modules, 6C | FTE_Microbiologist | 0.14 |  | 0.1 per shift; 8 machines running 1 shift, 2 machines running 3 shifts; weighted average
ZMB | MachineTypes | Cepheid GX XVI, 16 modules, 6C | FTE_Janitor
ZMB | MachineTypes | Cepheid GX XVI, 16 modules, 6C | FTE_Laboratory Assistant
ZMB | MachineTypes | Cepheid GX XVI, 16 modules, 6C | FTE_Nurse
ZMB | MachineTypes | Cepheid GX XVI, 16 modules, 6C | FTE_Technician | 0.28 |  | 0.2 per shift; 8 machines running 1 shift, 2 machines running 3 shifts; weighted average
ZMB | MachineTypes | Cepheid GX XVI, 16 modules, 6C | FTE_Doctor
ZMB | MachineTypes | Cepheid GX XVI, 16 modules, 6C | FTE_Other | 0.14 |  | Biomedical Scientist; 0.1 per shift; 8 machines running 1 shift, 2 machines running 3 shifts; weighted average
ZMB | MachineTypes | Hologic Panther System | FTE_Laboratory Technologist | 1.8 |  | 0.6 per Shift; 3 shifts per day
ZMB | MachineTypes | Hologic Panther System | FTE_Microbiologist
ZMB | MachineTypes | Hologic Panther System | FTE_Janitor
ZMB | MachineTypes | Hologic Panther System | FTE_Laboratory Assistant
ZMB | MachineTypes | Hologic Panther System | FTE_Nurse
ZMB | MachineTypes | Hologic Panther System | FTE_Technician
ZMB | MachineTypes | Hologic Panther System | FTE_Doctor
ZMB | MachineTypes | Hologic Panther System | FTE_Other | 1.2 |  | Biomedical Scientist; 0.4 per shift; 3 shifts per day
ZMB | MachineTypes | Abbott mPIMA | FTE_Laboratory Technologist | 0.7 |  | Per Shift; 1 shift per day
ZMB | MachineTypes | Abbott mPIMA | FTE_Microbiologist
ZMB | MachineTypes | Abbott mPIMA | FTE_Janitor
ZMB | MachineTypes | Abbott mPIMA | FTE_Laboratory Assistant
ZMB | MachineTypes | Abbott mPIMA | FTE_Nurse
ZMB | MachineTypes | Abbott mPIMA | FTE_Technician
ZMB | MachineTypes | Abbott mPIMA | FTE_Doctor
ZMB | MachineTypes | Abbott mPIMA | FTE_Other
ZMB |  | WorkDaysPerYear |  | 250
ZMB |  | TestedOnSite_HIV |  | 0.090325
ZMB |  | CostPerKm |  | 0.83763 | 2022
ALL |  | WorkDaysPerYear |  | 259.4286 |  | Based on data from CIV, GMB, IND_Bihar, IND_Karnataka, PAK, VNM, and ZMB
ALL |  | CostPerKm |  | 0.41809 | 2022 | Based on data from CIV, GMB, IND, PAK, VNM, and ZMB. CPI used to adjust rates to 2022 USD before taking unweighted average
ALL |  | TestedOnSite_TB |  | 0.31103 |  | Based on data from CIV, GMB, IND_Bihar, IND_Karnataka, PAK, VNM, and ZMB
ALL |  | TestedOnSite_HIV |  | 0.24592 |  | Based on data from CIV, GMB, IND_Bihar, IND_Karnataka, PAK, VNM, and ZMB
ALL |  | TestsPerRoutePerYear_TB |  | 68.5277 |  | Based on data from CIV, GMB, IND_Bihar, IND_Karnataka, PAK, VNM, and ZMB
ALL |  | TestsPerRoutePerYear_HIV |  | 299.3297 |  | Based on data from CIV, GMB, IND_Bihar, IND_Karnataka, PAK, VNM, and ZMB
PHL | MachineTypes | Cepheid GX IV, 4 modules, 6C | Capacity_Day | 16
PHL | MachineTypes | Cepheid GX IV, 4 modules, 6C | Capacity_Day_TB | 16
PHL | MachineTypes | Cepheid GX II, 2 modules, 6C | Capacity_Day | 8
PHL | MachineTypes | Cepheid GX II, 2 modules, 6C | Capacity_Day_TB | 8
PHL |  | WorkDaysPerYear |  | 240

## DNOTransport1
iso3 | Disease | admin_name | TotalDistance | NumMachines | DistancePerMachine | TestsPerRoutePerYear | RoutesPerMachine | NumRoutes | DistancePerRoute_Raw
VNM | TB | An Giang | 570.68 | 8 | 71.335 | 215.64 | 3.125 | 25 | 22.8272
VNM | TB | Can Tho city | 573.82 | 5 | 114.764 | 99.4 | 4 | 20 | 28.691
VNM | TB | Dong Nai | 859.32 | 5 | 171.864 | 174 | 4.4 | 22 | 39.06
VNM | TB | Ha Noi | 1151.68 | 8 | 143.96 | 8.375 | 5 | 40 | 28.792
VNM | TB | Ho Chi Minh city | 596.39 | 32 | 18.6372 | 79.1515 | 1.0312 | 33 | 18.0724
VNM | TB | Nghe An | 305.09 | 6 | 50.8483 | 111.5 | 1 | 6 | 50.8483
VNM | TB | Tay Ninh | 309.48 | 6 | 51.58 | 195.75 | 2 | 12 | 25.79
VNM | TB | Thai Binh | 107.18 | 4 | 26.795 | 199.2 | 1.25 | 5 | 21.436
VNM | TB | Tien Giang | 1149.17 | 5 | 229.834 | 49.0882 | 6.8 | 34 | 33.7991
CIV | TB | Abidjan 1 and 2 | 689.7269 | 16 | 43.1079 | 253.3778 | 2.8125 | 45 | 15.3273
CIV | TB | Agneby-Tiassa | 621.5973 | 1 | 621.5973 | 30.7778 | 9 | 9 | 69.0664
CIV | TB | Bagoue | 264.7398 | 1 | 264.7398 | 6.25 | 4 | 4 | 66.185
CIV | TB | Belier (Incl. Yamoussoukro) | 672.2969 | 1 | 672.2969 | 17.6364 | 11 | 11 | 61.1179
CIV | TB | Cavally | 1022.8171 | 1 | 1022.8171 | 17.25 | 12 | 12 | 85.2348
CIV | TB | Gbeke | 919.275 | 1 | 919.275 | 47.5556 | 18 | 18 | 51.0708
CIV | TB | Goh | 264.6176 | 1 | 264.6176 | 68.5714 | 7 | 7 | 37.8025
CIV | TB | Gontougo | 843.0612 | 1 | 843.0612 | 13.7143 | 7 | 7 | 120.4373
CIV | TB | Hambol | 1554.6379 | 1 | 1554.6379 | 13 | 10 | 10 | 155.4638
CIV | TB | Haut-Sassandra | 870.3449 | 1 | 870.3449 | 30.9412 | 17 | 17 | 51.1968
CIV | TB | Indenie-Djuablin | 645.5167 | 1 | 645.5167 | 73.5714 | 14 | 14 | 46.1083
CIV | TB | Kabadougou | 2181.0394 | 1 | 2181.0394 | 7.1176 | 17 | 17 | 128.2964
CIV | TB | Loh-Djiboua | 557.7085 | 1 | 557.7085 | 42.5455 | 11 | 11 | 50.7008
CIV | TB | Marahoue | 528.5306 | 1 | 528.5306 | 60.4167 | 12 | 12 | 44.0442
CIV | TB | Me | 484.1016 | 1 | 484.1016 | 18.7778 | 9 | 9 | 53.7891
CIV | TB | N'Zi | 1302.0976 | 1 | 1302.0976 | 16.9231 | 13 | 13 | 100.1614
CIV | TB | Nawa | 946.7371 | 1 | 946.7371 | 20 | 17 | 17 | 55.6904
CIV | TB | Poro | 1089.0255 | 1 | 1089.0255 | 91.3571 | 14 | 14 | 77.7875
CIV | TB | San Pedro | 2726.8337 | 1 | 2726.8337 | 14.0769 | 26 | 26 | 104.8782
CIV | TB | Sud-Comoe | 834.0259 | 1 | 834.0259 | 7.5625 | 16 | 16 | 52.1266
CIV | TB | Tonkpi | 1115.5975 | 1 | 1115.5975 | 62.9231 | 13 | 13 | 85.8152
CIV | TB | Worodougou | 1372.3943 | 1 | 1372.3943 | 7.8667 | 15 | 15 | 91.493
CIV | TB | Iffou | 0 | 1 | 0 | 0 | 0 | 0 | 0
CIV | HIV | Abidjan 1 and 2 | 66258.3841 | 29 | 2284.7719 | 263.982 | 19.2069 | 557 | 118.9558
CIV | HIV | Belier (Incl. Yamoussoukro) | 27457.1196 | 1 | 27457.1196 | 81.1498 | 227 | 227 | 120.9565
CIV | HIV | Gbeke | 51174.9271 | 2 | 25587.4635 | 85.839 | 133.5 | 267 | 191.6664
CIV | HIV | Goh | 80721.2675 | 2 | 40360.6337 | 53.2402 | 254 | 508 | 158.9001
CIV | HIV | Gontougo | 153.2889 | 1 | 153.2889 | 8.5 | 4 | 4 | 38.3222
CIV | HIV | Guemon | 54.3469 | 1 | 54.3469 | 1.5 | 2 | 2 | 27.1734
CIV | HIV | Haut-Sassandra | 22996.6408 | 2 | 11498.3204 | 63.2069 | 72.5 | 145 | 158.5975
CIV | HIV | Iffou | 291.2134 | 1 | 291.2134 | 2.7143 | 7 | 7 | 41.6019
CIV | HIV | Indenie-Djuablin | 30147.9751 | 2 | 15073.9875 | 97.9427 | 78.5 | 157 | 192.0253
CIV | HIV | Loh-Djiboua | 198.1478 | 1 | 198.1478 | 6.1667 | 6 | 6 | 33.0246
CIV | HIV | Moronou | 489.1379 | 1 | 489.1379 | 5.8182 | 11 | 11 | 44.4671
CIV | HIV | Nawa | 8465.7801 | 2 | 4232.89 | 37.9583 | 60 | 120 | 70.5482
CIV | HIV | Poro | 16375.4317 | 2 | 8187.7158 | 45.7886 | 87.5 | 175 | 93.5739
CIV | HIV | San Pedro | 37057.7827 | 3 | 12352.5942 | 41.491 | 74 | 222 | 166.9269
CIV | HIV | Sud-Comoe | 2118.0089 | 4 | 529.5022 | 14.6 | 16.25 | 65 | 32.5848
CIV | HIV | Tchologo | 140.4163 | 1 | 140.4163 | 2.8333 | 6 | 6 | 23.4027
CIV | HIV | Tonkpi | 71273.8917 | 2 | 35636.9458 | 49.7124 | 189.5 | 379 | 188.0578
GMB | TB | Banjul and Kanifing | 94.3136 | 1 | 94.3136 | 170.3636 | 11 | 11 | 8.574
GMB | TB | Central River | 142.5742 | 1 | 142.5742 | 15.8 | 5 | 5 | 28.5148
GMB | TB | Lower River | 172.8816 | 1 | 172.8816 | 15.5 | 6 | 6 | 28.8136
GMB | TB | North Bank | 92.7695 | 1 | 92.7695 | 28.5 | 4 | 4 | 23.1924
GMB | TB | Upper River | 120.1458 | 1 | 120.1458 | 14.8333 | 6 | 6 | 20.0243
GMB | TB | West Coast | 133.8732 | 1 | 133.8732 | 49 | 7 | 7 | 19.1247
GMB | HIV | Banjul and Kanifing | 3145.1656 | 1 | 3145.1656 | 147.7 | 40 | 40 | 78.6291
GMB | HIV | Central River | 114.5274 | 1 | 114.5274 | 46.25 | 4 | 4 | 28.6319
GMB | HIV | Lower River | 109.7236 | 1 | 109.7236 | 20 | 4 | 4 | 27.4309
GMB | HIV | North Bank | 103.0681 | 1 | 103.0681 | 30.8 | 5 | 5 | 20.6136
GMB | HIV | Upper River | 82.3 | 1 | 82.3 | 20.75 | 4 | 4 | 20.575
GMB | HIV | West Coast | 122.1168 | 1 | 122.1168 | 330 | 6 | 6 | 20.3528
PAK | TB | Azad Jammu and Kashmir | 1203.34 | 12 | 100.2783 | 200.4143 | 5.8333 | 70 | 17.1906
PAK | TB | Balochistan | 5335.46 | 53 | 100.6691 | 134.0327 | 2.8868 | 153 | 34.8723
PAK | TB | Gilgit Baltistan | 1406.99 | 10 | 140.699 | 150.6905 | 4.2 | 42 | 33.4998
PAK | TB | Islamabad Capital Territory | 283.22 | 13 | 21.7862 | 104.1765 | 1.3077 | 17 | 16.66
PAK | TB | Khyber Pakhtunkhwa | 9236.71 | 56 | 164.9412 | 223.4135 | 6.6071 | 370 | 24.9641
PAK | TB | Punjab | 15559.12 | 204 | 76.2702 | 304.1636 | 3.9853 | 813 | 19.1379
PAK | TB | Sindh | 9351.1 | 146 | 64.0486 | 483.8483 | 3.4315 | 501 | 18.6649
PAK | HIV | Balochistan | 0.02 | 40 | 0.0005 | 242 | 0.025 | 1 | 0.02
PAK | HIV | Khyber Pakhtunkhwa | 0.08 | 54 | 0.0014815 | 894.5 | 0.074074 | 4 | 0.02
PAK | HIV | Punjab | 20.45 | 204 | 0.10025 | 280 | 0.004902 | 1 | 20.45
PAK | HIV | Sindh | 204.51 | 136 | 1.5037 | 1121.7 | 0.073529 | 10 | 20.451
PAK | HIV | Islamabad Capital Territory | 0 | 2 | 0 | 0 | 0 | 0 | 0
IND_Karnataka | TB | Bagalkot | 2657.32 | 2 | 1328.66 | 20.9341 | 83.5 | 167 | 15.9121
IND_Karnataka | TB | Bangalore | 3791.59 | 11 | 344.69 | 10.3605 | 111.7273 | 1229 | 3.0851
IND_Karnataka | TB | Bangalore Rural | 72.75 | 1 | 72.75 | 14.3929 | 28 | 28 | 2.5982
IND_Karnataka | TB | Belgaum | 2432.03 | 5 | 486.406 | 20.9568 | 32.4 | 162 | 15.0125
IND_Karnataka | TB | Bellary | 1411.23 | 4 | 352.8075 | 20.0131 | 57.25 | 229 | 6.1626
IND_Karnataka | TB | Bidar | 714.89 | 2 | 357.445 | 13.8 | 22.5 | 45 | 15.8864
IND_Karnataka | TB | Bijapur | 1166.86 | 3 | 388.9533 | 21.7055 | 48.6667 | 146 | 7.9922
IND_Karnataka | TB | Chamarajanagar | 830.96 | 1 | 830.96 | 17.5 | 48 | 48 | 17.3117
IND_Karnataka | TB | Chikkaballapura | 31.36 | 1 | 31.36 | 30.5882 | 34 | 34 | 0.92235
IND_Karnataka | TB | Chikmagalur | 470.54 | 1 | 470.54 | 9.5303 | 66 | 66 | 7.1294
IND_Karnataka | TB | Chitradurga | 195.87 | 2 | 97.935 | 15.5789 | 19 | 38 | 5.1545
IND_Karnataka | TB | Dakshina Kannada | 114.52 | 2 | 57.26 | 9.1429 | 21 | 42 | 2.7267
IND_Karnataka | TB | Davanagere | 199.62 | 2 | 99.81 | 6 | 5.5 | 11 | 18.1473
IND_Karnataka | TB | Dharwad | 1395.34 | 3 | 465.1133 | 10.0957 | 108 | 324 | 4.3066
IND_Karnataka | TB | Gadag | 841.19 | 1 | 841.19 | 12.64 | 75 | 75 | 11.2159
IND_Karnataka | TB | Gulbarga | 1407.67 | 3 | 469.2233 | 24.6109 | 73.6667 | 221 | 6.3695
IND_Karnataka | TB | Hassan | 219.43 | 1 | 219.43 | 17.0704 | 71 | 71 | 3.0906
IND_Karnataka | TB | Haveri | 44.31 | 1 | 44.31 | 15.4571 | 35 | 35 | 1.266
IND_Karnataka | TB | Kodagu | 66.55 | 1 | 66.55 | 20.6364 | 22 | 22 | 3.025
IND_Karnataka | TB | Kolar | 125.66 | 2 | 62.83 | 28.2917 | 24 | 48 | 2.6179
IND_Karnataka | TB | Koppal | 336.72 | 2 | 168.36 | 38.5 | 40 | 80 | 4.209
IND_Karnataka | TB | Mandya | 146.05 | 2 | 73.025 | 37.411 | 36.5 | 73 | 2.0007
IND_Karnataka | TB | Mysore | 1604.24 | 3 | 534.7467 | 8.0643 | 140 | 420 | 3.8196
IND_Karnataka | TB | Raichur | 1433.17 | 3 | 477.7233 | 34.7531 | 27 | 81 | 17.6935
IND_Karnataka | TB | Ramanagara | 952.19 | 2 | 476.095 | 27.3103 | 29 | 58 | 16.4171
IND_Karnataka | TB | Shimoga | 332.14 | 2 | 166.07 | 12.4724 | 63.5 | 127 | 2.6153
IND_Karnataka | TB | Tumkur | 880.62 | 3 | 293.54 | 20.2239 | 22.3333 | 67 | 13.1436
IND_Karnataka | TB | Udupi | 49.36 | 1 | 49.36 | 9.6667 | 3 | 3 | 16.4533
IND_Karnataka | TB | Uttara Kannada | 517.01 | 2 | 258.505 | 10.0617 | 40.5 | 81 | 6.3828
IND_Karnataka | TB | Yadgir | 220.42 | 1 | 220.42 | 24.2381 | 42 | 42 | 5.2481
IND_Bihar | TB | Araria | 2259.6 | 2 | 1129.8 | 30.6087 | 69 | 138 | 16.3739
IND_Bihar | TB | Arwal | 1638.77 | 1 | 1638.77 | 24.8471 | 85 | 85 | 19.2796
IND_Bihar | TB | Aurangabad | 2374.92 | 1 | 2374.92 | 19.7383 | 107 | 107 | 22.1955
IND_Bihar | TB | Banka | 4204.39 | 2 | 2102.195 | 24.1371 | 87.5 | 175 | 24.0251
IND_Bihar | TB | Begusarai | 2030.85 | 2 | 1015.425 | 26.9045 | 78.5 | 157 | 12.9354
IND_Bihar | TB | Bhagalpur | 3278.4 | 3 | 1092.8 | 14.4164 | 97.6667 | 293 | 11.1891
IND_Bihar | TB | Bhojpur | 2984.01 | 2 | 1492.005 | 27.9735 | 75.5 | 151 | 19.7617
IND_Bihar | TB | Buxar | 517.96 | 1 | 517.96 | 70.4 | 30 | 30 | 17.2653
IND_Bihar | TB | Darbhanga | 2715.93 | 5 | 543.186 | 15.7612 | 80.4 | 402 | 6.756
IND_Bihar | TB | Gaya | 878.42 | 2 | 439.21 | 20.1143 | 105 | 210 | 4.183
IND_Bihar | TB | Gopalganj | 1188.19 | 2 | 594.095 | 32 | 66 | 132 | 9.0014
IND_Bihar | TB | Jamui | 2287.5 | 1 | 2287.5 | 26.4 | 80 | 80 | 28.5938
IND_Bihar | TB | Jehanabad | 944.51 | 1 | 944.51 | 37.7143 | 56 | 56 | 16.8663
IND_Bihar | TB | Kaimur (Bhabua) | 706.85 | 2 | 353.425 | 49.6941 | 42.5 | 85 | 8.3159
IND_Bihar | TB | Katihar | 2286.73 | 2 | 1143.365 | 22.4208 | 91.5 | 183 | 12.4958
IND_Bihar | TB | Khagaria | 303.68 | 1 | 303.68 | 35.7966 | 59 | 59 | 5.1471
IND_Bihar | TB | Kishanganj | 1668.67 | 1 | 1668.67 | 21.7732 | 97 | 97 | 17.2028
IND_Bihar | TB | Lakhisarai | 739.37 | 1 | 739.37 | 51.5122 | 41 | 41 | 18.0334
IND_Bihar | TB | Madhepura | 1738.58 | 1 | 1738.58 | 14.9915 | 118 | 118 | 14.7337
IND_Bihar | TB | Madhubani | 3970 | 3 | 1323.3333 | 33.7021 | 62.6667 | 188 | 21.117
IND_Bihar | TB | Munger | 584.63 | 1 | 584.63 | 22.0947 | 95 | 95 | 6.154
IND_Bihar | TB | Muzaffarpur | 191.16 | 1 | 191.16 | 22.4681 | 94 | 94 | 2.0336
IND_Bihar | TB | Nalanda | 2458.14 | 2 | 1229.07 | 16.3721 | 129 | 258 | 9.5277
IND_Bihar | TB | Nawada | 1749.41 | 1 | 1749.41 | 11.6044 | 182 | 182 | 9.6121
IND_Bihar | TB | Pashchim Champaran | 1049.98 | 1 | 1049.98 | 19.5556 | 108 | 108 | 9.722
IND_Bihar | TB | Patna | 5336.31 | 24 | 222.3462 | 32.6587 | 34.6667 | 832 | 6.4138
IND_Bihar | TB | Purba Champaran | 1257.28 | 2 | 628.64 | 28.5405 | 37 | 74 | 16.9903
IND_Bihar | TB | Purnia | 1779.29 | 2 | 889.645 | 14.08 | 75 | 150 | 11.8619
IND_Bihar | TB | Rohtas | 3960.34 | 2 | 1980.17 | 20.1143 | 105 | 210 | 18.8588
IND_Bihar | TB | Saharsa | 2929.97 | 2 | 1464.985 | 31.2889 | 67.5 | 135 | 21.7035
IND_Bihar | TB | Samastipur | 3550.1 | 2 | 1775.05 | 20.5049 | 103 | 206 | 17.2335
IND_Bihar | TB | Saran | 1000.69 | 2 | 500.345 | 26.566 | 79.5 | 159 | 6.2936
IND_Bihar | TB | Sheikhpura | 1280.98 | 1 | 1280.98 | 33.5238 | 63 | 63 | 20.333
IND_Bihar | TB | Sheohar | 1546.96 | 1 | 1546.96 | 29.3333 | 72 | 72 | 21.4856
IND_Bihar | TB | Sitamarhi | 3100.45 | 2 | 1550.225 | 16.5 | 128 | 256 | 12.1111
IND_Bihar | TB | Siwan | 240.85 | 1 | 240.85 | 12.2791 | 172 | 172 | 1.4003
IND_Bihar | TB | Supaul | 1883.02 | 1 | 1883.02 | 24.8471 | 85 | 85 | 22.1532
IND_Bihar | TB | Vaishali | 2617.54 | 2 | 1308.77 | 30.8321 | 68.5 | 137 | 19.1061
ZMB | HIV | Central | 45398.74 | 38 | 1194.7037 | 425.6982 | 5.8421 | 222 | 204.4988
ZMB | HIV | Copperbelt | 25808.82 | 66 | 391.0427 | 1013.9828 | 4.3939 | 290 | 88.9959
ZMB | HIV | Eastern | 47051.15 | 33 | 1425.7924 | 299.5503 | 10.2424 | 338 | 139.2046
ZMB | HIV | Luapula | 27653.62 | 23 | 1202.3313 | 342.1456 | 6.8696 | 158 | 175.0229
ZMB | HIV | Lusaka | 24334.89 | 76 | 320.1959 | 1224.0812 | 4.2105 | 320 | 76.0465
ZMB | HIV | Muchinga | 19384.44 | 20 | 969.222 | 174.9798 | 4.95 | 99 | 195.8024
ZMB | HIV | North-Western | 42142.45 | 30 | 1404.7483 | 240.7673 | 5.3 | 159 | 265.0469
ZMB | HIV | Northern | 27781.16 | 21 | 1322.9124 | 402.1972 | 6.7619 | 142 | 195.642
ZMB | HIV | Southern | 63827.38 | 46 | 1387.5517 | 396.4398 | 8.3043 | 382 | 167.0874
ZMB | HIV | Western | 60955.21 | 26 | 2344.4312 | 315.8605 | 12.9615 | 337 | 180.876

## DNOTransport2
iso3 | Disease | DistancePerRoute | PercentTotalDistance | PercentTotalTests | NumRoutes
VNM | TB | 1.21 | 0.00064558 | 0.0088723 | 3
VNM | TB | 1.36 | 0.0011293 | 0.012754 | 2
VNM | TB | 1.75 | 0.0036192 | 0.013409 | 8
VNM | TB | 2.03 | 0.0039802 | 0.025911 | 1
VNM | TB | 2.83 | 0.0054901 | 0.037909 | 3
VNM | TB | 2.97 | 0.0065465 | 0.086001 | 2
VNM | TB | 3.94 | 0.007948 | 0.10072 | 2
VNM | TB | 4.89 | 0.0096873 | 0.10112 | 2
VNM | TB | 4.9 | 0.01143 | 0.10294 | 2
VNM | TB | 5.2 | 0.014205 | 0.18602 | 3
VNM | TB | 6.33 | 0.01533 | 0.2025 | 1
VNM | TB | 6.98 | 0.016572 | 0.20265 | 1
VNM | TB | 7.16 | 0.017845 | 0.21324 | 1
VNM | TB | 7.85 | 0.019241 | 0.23895 | 1
VNM | TB | 8.89 | 0.022403 | 0.24106 | 2
VNM | TB | 9.43 | 0.02408 | 0.25216 | 1
VNM | TB | 10.89 | 0.027954 | 0.25226 | 2
VNM | TB | 11.03 | 0.033839 | 0.26798 | 3
VNM | TB | 11.8 | 0.035938 | 0.31824 | 1
VNM | TB | 12.49 | 0.04038 | 0.32545 | 2
VNM | TB | 12.59 | 0.044858 | 0.32686 | 2
VNM | TB | 13.22 | 0.047209 | 0.33191 | 1
VNM | TB | 13.35 | 0.051958 | 0.33211 | 2
VNM | TB | 13.77 | 0.061754 | 0.34491 | 4
VNM | TB | 13.9 | 0.066698 | 0.3987 | 2
VNM | TB | 14.08 | 0.07421 | 0.40561 | 3
VNM | TB | 14.21 | 0.076737 | 0.41332 | 1
VNM | TB | 14.54 | 0.081909 | 0.41463 | 2
VNM | TB | 14.81 | 0.084543 | 0.43368 | 1
VNM | TB | 15.28 | 0.087261 | 0.43696 | 1
VNM | TB | 15.84 | 0.092895 | 0.43928 | 2
VNM | TB | 15.93 | 0.095728 | 0.44987 | 1
VNM | TB | 16.18 | 0.10148 | 0.45067 | 2
VNM | TB | 16.36 | 0.12476 | 0.45823 | 8
VNM | TB | 17.04 | 0.13385 | 0.46746 | 3
VNM | TB | 17.21 | 0.13691 | 0.47401 | 1
VNM | TB | 17.25 | 0.14305 | 0.47865 | 2
VNM | TB | 17.54 | 0.14929 | 0.48455 | 2
VNM | TB | 19.4 | 0.15619 | 0.48954 | 2
VNM | TB | 19.53 | 0.16313 | 0.49055 | 2
VNM | TB | 20.56 | 0.1741 | 0.49267 | 3
VNM | TB | 20.88 | 0.17782 | 0.50486 | 1
VNM | TB | 21.05 | 0.18905 | 0.50597 | 3
VNM | TB | 21.9 | 0.19294 | 0.52548 | 1
VNM | TB | 22.31 | 0.21278 | 0.52876 | 5
VNM | TB | 22.59 | 0.2168 | 0.53521 | 1
VNM | TB | 22.8 | 0.22896 | 0.53572 | 3
VNM | TB | 22.96 | 0.23305 | 0.61345 | 1
VNM | TB | 23.19 | 0.24542 | 0.61431 | 3
VNM | TB | 23.98 | 0.25395 | 0.61466 | 2
VNM | TB | 24.51 | 0.26703 | 0.62383 | 3
VNM | TB | 25.82 | 0.27162 | 0.63256 | 1
VNM | TB | 26.69 | 0.28111 | 0.63296 | 2
VNM | TB | 28.16 | 0.28612 | 0.63608 | 1
VNM | TB | 29.93 | 0.29677 | 0.63649 | 2
VNM | TB | 30.14 | 0.30213 | 0.63997 | 1
VNM | TB | 31.23 | 0.30768 | 0.64354 | 1
VNM | TB | 31.8 | 0.31334 | 0.64808 | 1
VNM | TB | 32.09 | 0.33046 | 0.64949 | 3
VNM | TB | 33.41 | 0.3364 | 0.65479 | 1
VNM | TB | 34.78 | 0.35496 | 0.68155 | 3
VNM | TB | 35.7 | 0.36765 | 0.68387 | 2
VNM | TB | 35.81 | 0.37402 | 0.69774 | 1
VNM | TB | 35.86 | 0.3804 | 0.71402 | 1
VNM | TB | 35.98 | 0.3868 | 0.72113 | 1
VNM | TB | 36.53 | 0.3933 | 0.72148 | 1
VNM | TB | 36.69 | 0.39982 | 0.72203 | 1
VNM | TB | 37.06 | 0.413 | 0.72239 | 2
VNM | TB | 37.82 | 0.42646 | 0.75657 | 2
VNM | TB | 38.13 | 0.4468 | 0.75682 | 3
VNM | TB | 38.45 | 0.45364 | 0.7788 | 1
VNM | TB | 39.51 | 0.48877 | 0.78187 | 5
VNM | TB | 42.39 | 0.54908 | 0.78898 | 8
VNM | TB | 42.54 | 0.55665 | 0.7909 | 1
VNM | TB | 45.65 | 0.57289 | 0.79327 | 2
VNM | TB | 46.96 | 0.58124 | 0.79508 | 1
VNM | TB | 49.37 | 0.65148 | 0.79715 | 8
VNM | TB | 51.03 | 0.66056 | 0.79775 | 1
VNM | TB | 51.35 | 0.66969 | 0.79982 | 1
VNM | TB | 52.81 | 0.68847 | 0.80007 | 2
VNM | TB | 53.4 | 0.71696 | 0.804 | 3
VNM | TB | 54.15 | 0.74585 | 0.80446 | 3
VNM | TB | 54.19 | 0.77477 | 0.80652 | 3
VNM | TB | 55.09 | 0.78457 | 0.81671 | 1
VNM | TB | 55.45 | 0.79443 | 0.82558 | 1
VNM | TB | 62.9 | 0.80561 | 0.82765 | 1
VNM | TB | 67.8 | 0.81767 | 0.84146 | 1
VNM | TB | 67.98 | 0.82976 | 0.84156 | 1
VNM | TB | 73.02 | 0.85573 | 0.84206 | 2
VNM | TB | 76.16 | 0.88282 | 0.85482 | 2
VNM | TB | 100.96 | 0.91873 | 0.87932 | 2
VNM | TB | 101.67 | 0.93682 | 0.89061 | 1
VNM | TB | 117.11 | 0.97847 | 0.9998 | 2
VNM | TB | 121.05 | 1 | 1 | 1
CIV | TB | 0.0085 | 3.9523e-07 | 0.044822 | 1
CIV | TB | 0.0584 | 3.1107e-06 | 0.13346 | 1
CIV | TB | 0.0743 | 6.5654e-06 | 0.3442 | 1
CIV | TB | 0.0794 | 1.0257e-05 | 0.38031 | 1
CIV | TB | 0.081 | 1.4024e-05 | 0.40575 | 1
CIV | TB | 0.0829 | 1.7878e-05 | 0.40991 | 1
CIV | TB | 0.1756 | 2.6043e-05 | 0.41206 | 1
CIV | TB | 0.6832 | 5.781e-05 | 0.42473 | 1
CIV | TB | 0.7084 | 9.0748e-05 | 0.42723 | 1
CIV | TB | 0.7567 | 0.00012593 | 0.42899 | 1
CIV | TB | 0.7669 | 0.00016159 | 0.42934 | 1
CIV | TB | 0.9415 | 0.00020537 | 0.43705 | 1
CIV | TB | 1.234 | 0.00026275 | 0.43795 | 1
CIV | TB | 1.3267 | 0.00032443 | 0.46064 | 1
CIV | TB | 1.3842 | 0.00038879 | 0.46074 | 1
CIV | TB | 1.4032 | 0.00045404 | 0.46099 | 1
CIV | TB | 1.5713 | 0.0005271 | 0.46459 | 1
CIV | TB | 1.9026 | 0.00061557 | 0.46875 | 1
CIV | TB | 2.1621 | 0.0007161 | 0.48958 | 1
CIV | TB | 2.3962 | 0.00082751 | 0.50621 | 1
CIV | TB | 2.4105 | 0.00093959 | 0.51097 | 1
CIV | TB | 2.4972 | 0.0010557 | 0.52078 | 1
CIV | TB | 2.5252 | 0.0011731 | 0.52354 | 1
CIV | TB | 2.561 | 0.0012922 | 0.54312 | 1
CIV | TB | 3.0556 | 0.0014343 | 0.55023 | 1
CIV | TB | 3.1481 | 0.0015807 | 0.55238 | 1
CIV | TB | 3.4121 | 0.0017393 | 0.55674 | 1
CIV | TB | 3.4683 | 0.0019006 | 0.5612 | 1
CIV | TB | 3.702 | 0.0020727 | 0.5624 | 1
CIV | TB | 4.0343 | 0.0022603 | 0.57041 | 1
CIV | TB | 4.2514 | 0.002458 | 0.57367 | 1
CIV | TB | 4.497 | 0.0026671 | 0.57402 | 1
CIV | TB | 4.5222 | 0.0028773 | 0.58348 | 1
CIV | TB | 4.7516 | 0.0030983 | 0.58373 | 1
CIV | TB | 4.9626 | 0.003329 | 0.58784 | 1
CIV | TB | 5.0239 | 0.0035626 | 0.58914 | 1
CIV | TB | 5.0423 | 0.0037971 | 0.5959 | 1
CIV | TB | 5.3486 | 0.0040458 | 0.60081 | 1
CIV | TB | 5.4521 | 0.0042993 | 0.60146 | 1
CIV | TB | 5.861 | 0.0045718 | 0.64062 | 1
CIV | TB | 6.3061 | 0.004865 | 0.64203 | 1
CIV | TB | 7.0557 | 0.0051931 | 0.64683 | 1
CIV | TB | 7.1511 | 0.0055256 | 0.6542 | 1
CIV | TB | 7.5256 | 0.0058755 | 0.65605 | 1
CIV | TB | 10.1619 | 0.006348 | 0.6561 | 1
CIV | TB | 12.0025 | 0.0069061 | 0.67423 | 1
CIV | TB | 12.2963 | 0.0074778 | 0.68384 | 1
CIV | TB | 15.09 | 0.0081795 | 0.6844 | 1
CIV | TB | 16.2995 | 0.0089373 | 0.68515 | 1
CIV | TB | 16.391 | 0.0096995 | 0.69702 | 1
CIV | TB | 16.4844 | 0.010466 | 0.70378 | 1
CIV | TB | 16.9661 | 0.011255 | 0.70438 | 1
CIV | TB | 19.9111 | 0.012181 | 0.70508 | 1
CIV | TB | 20.0152 | 0.013111 | 0.70523 | 1
CIV | TB | 20.0318 | 0.014043 | 0.70548 | 1
CIV | TB | 20.0875 | 0.014977 | 0.70803 | 1
CIV | TB | 20.3137 | 0.015921 | 0.70833 | 1
CIV | TB | 21.734 | 0.016932 | 0.71004 | 1
CIV | TB | 21.7882 | 0.017945 | 0.71039 | 1
CIV | TB | 22.0911 | 0.018972 | 0.71359 | 1
CIV | TB | 22.2116 | 0.020005 | 0.71434 | 1
CIV | TB | 22.667 | 0.021059 | 0.71439 | 1
CIV | TB | 24.3716 | 0.022192 | 0.71529 | 1
CIV | TB | 24.5253 | 0.023332 | 0.7157 | 1
CIV | TB | 24.774 | 0.024484 | 0.72306 | 1
CIV | TB | 25.3199 | 0.025662 | 0.72346 | 1
CIV | TB | 25.7265 | 0.026858 | 0.72451 | 1
CIV | TB | 25.8383 | 0.028059 | 0.72586 | 1
CIV | TB | 26.8521 | 0.029308 | 0.72606 | 1
CIV | TB | 27.0436 | 0.030565 | 0.72656 | 1
CIV | TB | 27.1684 | 0.031828 | 0.72746 | 1
CIV | TB | 27.4251 | 0.033104 | 0.72892 | 1
CIV | TB | 27.7078 | 0.034392 | 0.73012 | 1
CIV | TB | 27.9131 | 0.03569 | 0.73017 | 1
CIV | TB | 28.9166 | 0.037034 | 0.73062 | 1
CIV | TB | 29.1843 | 0.038391 | 0.73072 | 1
CIV | TB | 29.4859 | 0.039762 | 0.73092 | 1
CIV | TB | 29.5309 | 0.041135 | 0.73147 | 1
CIV | TB | 30.2108 | 0.04254 | 0.73152 | 1
CIV | TB | 30.351 | 0.043951 | 0.73192 | 1
CIV | TB | 30.6469 | 0.045376 | 0.73197 | 1
CIV | TB | 30.9964 | 0.046818 | 0.73207 | 1
CIV | TB | 31.0254 | 0.04826 | 0.73322 | 1
CIV | TB | 31.3676 | 0.049719 | 0.73443 | 1
CIV | TB | 31.5275 | 0.051185 | 0.73568 | 1
CIV | TB | 31.7267 | 0.05266 | 0.73733 | 1
CIV | TB | 31.9899 | 0.054147 | 0.73788 | 1
CIV | TB | 32.4744 | 0.055657 | 0.73863 | 1
CIV | TB | 32.7582 | 0.05718 | 0.74053 | 1
CIV | TB | 32.9619 | 0.058713 | 0.74419 | 1
CIV | TB | 33.1038 | 0.060252 | 0.74424 | 1
CIV | TB | 33.617 | 0.061815 | 0.74429 | 1
CIV | TB | 33.8398 | 0.063389 | 0.74454 | 1
CIV | TB | 33.9269 | 0.064966 | 0.74559 | 1
CIV | TB | 34.0066 | 0.066548 | 0.74564 | 1
CIV | TB | 34.0185 | 0.068129 | 0.7479 | 1
CIV | TB | 34.1453 | 0.069717 | 0.74815 | 1
CIV | TB | 34.4121 | 0.071317 | 0.7485 | 1
CIV | TB | 34.479 | 0.07292 | 0.7511 | 1
CIV | TB | 34.8957 | 0.074543 | 0.75165 | 1
CIV | TB | 35.248 | 0.076182 | 0.75336 | 1
CIV | TB | 36.722 | 0.077889 | 0.75541 | 1
CIV | TB | 36.7965 | 0.0796 | 0.75706 | 1
CIV | TB | 36.9282 | 0.081317 | 0.75816 | 1
CIV | TB | 37.3523 | 0.083054 | 0.76007 | 1
CIV | TB | 37.521 | 0.084799 | 0.76352 | 1
CIV | TB | 37.9224 | 0.086562 | 0.76397 | 1
CIV | TB | 39.6198 | 0.088404 | 0.76638 | 1
CIV | TB | 40.1144 | 0.090269 | 0.76708 | 1
CIV | TB | 41.0062 | 0.092176 | 0.76788 | 1
CIV | TB | 41.064 | 0.094085 | 0.76913 | 1
CIV | TB | 41.2935 | 0.096005 | 0.76963 | 1
CIV | TB | 41.6224 | 0.097941 | 0.77885 | 1
CIV | TB | 41.6273 | 0.099876 | 0.78045 | 1
CIV | TB | 42.0222 | 0.10183 | 0.78115 | 1
CIV | TB | 42.7779 | 0.10382 | 0.78285 | 1
CIV | TB | 42.9204 | 0.10581 | 0.78415 | 1
CIV | TB | 43.2131 | 0.10782 | 0.7843 | 1
CIV | TB | 43.5011 | 0.10985 | 0.78736 | 1
CIV | TB | 43.5588 | 0.11187 | 0.79072 | 1
CIV | TB | 43.7669 | 0.11391 | 0.79107 | 1
CIV | TB | 43.8506 | 0.11595 | 0.79132 | 1
CIV | TB | 44.2603 | 0.118 | 0.79162 | 1
CIV | TB | 44.6857 | 0.12008 | 0.79267 | 1
CIV | TB | 44.8977 | 0.12217 | 0.79713 | 1
CIV | TB | 46.1515 | 0.12432 | 0.79918 | 1
CIV | TB | 46.2633 | 0.12647 | 0.79993 | 1
CIV | TB | 46.4177 | 0.12862 | 0.80389 | 1
CIV | TB | 46.8189 | 0.1308 | 0.8096 | 1
CIV | TB | 46.8199 | 0.13298 | 0.8099 | 1
CIV | TB | 47.9816 | 0.13521 | 0.8127 | 1
CIV | TB | 47.9831 | 0.13744 | 0.81335 | 1
CIV | TB | 48.3914 | 0.13969 | 0.81525 | 1
CIV | TB | 48.4721 | 0.14194 | 0.81626 | 1
CIV | TB | 48.9071 | 0.14422 | 0.81641 | 1
CIV | TB | 49.1446 | 0.1465 | 0.81736 | 1
CIV | TB | 49.4435 | 0.1488 | 0.82197 | 1
CIV | TB | 49.4922 | 0.1511 | 0.82272 | 1
CIV | TB | 49.769 | 0.15342 | 0.82507 | 1
CIV | TB | 50.1141 | 0.15575 | 0.82517 | 1
CIV | TB | 50.221 | 0.15808 | 0.82727 | 1
CIV | TB | 50.3172 | 0.16042 | 0.83208 | 1
CIV | TB | 50.5271 | 0.16277 | 0.83213 | 1
CIV | TB | 51.2651 | 0.16516 | 0.83499 | 1
CIV | TB | 51.3986 | 0.16755 | 0.83789 | 1
CIV | TB | 52.5269 | 0.16999 | 0.83829 | 1
CIV | TB | 52.6615 | 0.17244 | 0.83909 | 1
CIV | TB | 53.5164 | 0.17493 | 0.83984 | 1
CIV | TB | 54.283 | 0.17745 | 0.83994 | 1
CIV | TB | 54.3077 | 0.17997 | 0.84054 | 1
CIV | TB | 54.4106 | 0.1825 | 0.84245 | 1
CIV | TB | 54.5732 | 0.18504 | 0.843 | 1
CIV | TB | 54.7612 | 0.18759 | 0.8434 | 1
CIV | TB | 54.9399 | 0.19014 | 0.84345 | 1
CIV | TB | 55.2281 | 0.19271 | 0.84365 | 1
CIV | TB | 55.5535 | 0.19529 | 0.84455 | 1
CIV | TB | 55.5757 | 0.19788 | 0.84675 | 1
CIV | TB | 55.7583 | 0.20047 | 0.84786 | 1
CIV | TB | 55.9276 | 0.20307 | 0.84801 | 1
CIV | TB | 56.0943 | 0.20568 | 0.84806 | 1
CIV | TB | 56.6839 | 0.20831 | 0.85447 | 1
CIV | TB | 56.8311 | 0.21096 | 0.85557 | 1
CIV | TB | 56.8812 | 0.2136 | 0.85752 | 1
CIV | TB | 57.0914 | 0.21626 | 0.85757 | 1
CIV | TB | 57.2933 | 0.21892 | 0.85897 | 1
CIV | TB | 57.7154 | 0.2216 | 0.85988 | 1
CIV | TB | 59.4124 | 0.22437 | 0.86028 | 1
CIV | TB | 59.7215 | 0.22714 | 0.86183 | 1
CIV | TB | 59.7698 | 0.22992 | 0.86879 | 1
CIV | TB | 59.7951 | 0.2327 | 0.86934 | 1
CIV | TB | 59.8576 | 0.23549 | 0.86979 | 1
CIV | TB | 60.29 | 0.23829 | 0.86999 | 1
CIV | TB | 61.2897 | 0.24114 | 0.87104 | 1
CIV | TB | 61.6871 | 0.24401 | 0.87149 | 1
CIV | TB | 61.809 | 0.24688 | 0.8727 | 1
CIV | TB | 62.0406 | 0.24977 | 0.87415 | 1
CIV | TB | 62.1299 | 0.25265 | 0.8744 | 1
CIV | TB | 62.1304 | 0.25554 | 0.87901 | 1
CIV | TB | 62.499 | 0.25845 | 0.87956 | 1
CIV | TB | 62.5512 | 0.26136 | 0.88206 | 1
CIV | TB | 62.757 | 0.26428 | 0.88256 | 1
CIV | TB | 63.0799 | 0.26721 | 0.88271 | 1
CIV | TB | 63.0927 | 0.27014 | 0.88276 | 1
CIV | TB | 63.3637 | 0.27309 | 0.88306 | 1
CIV | TB | 63.7607 | 0.27605 | 0.88336 | 1
CIV | TB | 64.2785 | 0.27904 | 0.88341 | 1
CIV | TB | 65.187 | 0.28207 | 0.88677 | 1
CIV | TB | 65.5788 | 0.28512 | 0.88747 | 1
CIV | TB | 65.8808 | 0.28819 | 0.88772 | 1
CIV | TB | 66.2762 | 0.29127 | 0.88787 | 1
CIV | TB | 66.3625 | 0.29435 | 0.88877 | 1
CIV | TB | 66.8727 | 0.29746 | 0.88882 | 1
CIV | TB | 66.9644 | 0.30058 | 0.88927 | 1
CIV | TB | 67.091 | 0.3037 | 0.88977 | 1
CIV | TB | 67.0975 | 0.30682 | 0.89473 | 1
CIV | TB | 67.773 | 0.30997 | 0.89523 | 1
CIV | TB | 68.8228 | 0.31317 | 0.89593 | 1
CIV | TB | 69.5056 | 0.3164 | 0.89663 | 1
CIV | TB | 69.5501 | 0.31963 | 0.89699 | 1
CIV | TB | 70.0403 | 0.32289 | 0.90044 | 1
CIV | TB | 70.3683 | 0.32616 | 0.90124 | 1
CIV | TB | 71.795 | 0.3295 | 0.90204 | 1
CIV | TB | 72.2649 | 0.33286 | 0.90525 | 1
CIV | TB | 72.3705 | 0.33622 | 0.9057 | 1
CIV | TB | 72.5687 | 0.3396 | 0.9074 | 1
CIV | TB | 72.5963 | 0.34297 | 0.9077 | 1
CIV | TB | 72.7133 | 0.34636 | 0.90885 | 1
CIV | TB | 73.3994 | 0.34977 | 0.91036 | 1
CIV | TB | 75.9009 | 0.3533 | 0.91196 | 1
CIV | TB | 78.0897 | 0.35693 | 0.91206 | 1
CIV | TB | 78.2291 | 0.36057 | 0.91266 | 1
CIV | TB | 79.4642 | 0.36426 | 0.92012 | 1
CIV | TB | 79.6382 | 0.36796 | 0.92032 | 1
CIV | TB | 79.8617 | 0.37168 | 0.92062 | 1
CIV | TB | 80.4145 | 0.37542 | 0.92097 | 1
CIV | TB | 80.7162 | 0.37917 | 0.92107 | 1
CIV | TB | 81.3238 | 0.38295 | 0.92112 | 1
CIV | TB | 81.3723 | 0.38673 | 0.92348 | 1
CIV | TB | 82.0582 | 0.39055 | 0.92438 | 1
CIV | TB | 82.2072 | 0.39437 | 0.92463 | 1
CIV | TB | 82.5849 | 0.39821 | 0.92468 | 1
CIV | TB | 83.2915 | 0.40208 | 0.92578 | 1
CIV | TB | 83.8809 | 0.40598 | 0.92588 | 1
CIV | TB | 83.9057 | 0.40989 | 0.92643 | 1
CIV | TB | 84.5342 | 0.41382 | 0.92678 | 1
CIV | TB | 85.4649 | 0.41779 | 0.92763 | 1
CIV | TB | 86.0834 | 0.42179 | 0.92798 | 1
CIV | TB | 86.7521 | 0.42583 | 0.92824 | 1
CIV | TB | 88.486 | 0.42994 | 0.92834 | 1
CIV | TB | 90.2122 | 0.43414 | 0.92874 | 1
CIV | TB | 90.6937 | 0.43835 | 0.92994 | 1
CIV | TB | 90.7001 | 0.44257 | 0.93004 | 1
CIV | TB | 91.5838 | 0.44683 | 0.93064 | 1
CIV | TB | 92.0195 | 0.45111 | 0.93089 | 1
CIV | TB | 94.0952 | 0.45548 | 0.93099 | 1
CIV | TB | 94.4936 | 0.45988 | 0.93104 | 1
CIV | TB | 94.5089 | 0.46427 | 0.93339 | 1
CIV | TB | 94.9841 | 0.46869 | 0.93384 | 1
CIV | TB | 95.7093 | 0.47314 | 0.9345 | 1
CIV | TB | 95.9264 | 0.4776 | 0.93465 | 1
CIV | TB | 96.3637 | 0.48208 | 0.93485 | 1
CIV | TB | 96.4176 | 0.48656 | 0.93585 | 1
CIV | TB | 97.398 | 0.49109 | 0.93625 | 1
CIV | TB | 99.1647 | 0.4957 | 0.95232 | 1
CIV | TB | 99.2041 | 0.50031 | 0.95358 | 1
CIV | TB | 99.316 | 0.50493 | 0.95513 | 1
CIV | TB | 99.9952 | 0.50958 | 0.95523 | 1
CIV | TB | 102.6478 | 0.51435 | 0.95733 | 1
CIV | TB | 103.9781 | 0.51919 | 0.95743 | 1
CIV | TB | 104.428 | 0.52404 | 0.95773 | 1
CIV | TB | 104.704 | 0.52891 | 0.95788 | 1
CIV | TB | 104.9116 | 0.53379 | 0.95853 | 1
CIV | TB | 105.9565 | 0.53872 | 0.96039 | 1
CIV | TB | 106.0061 | 0.54365 | 0.96064 | 1
CIV | TB | 106.2281 | 0.54859 | 0.96069 | 1
CIV | TB | 107.4048 | 0.55358 | 0.96114 | 1
CIV | TB | 108.0868 | 0.55861 | 0.96349 | 1
CIV | TB | 108.5119 | 0.56365 | 0.96354 | 1
CIV | TB | 109.0592 | 0.56872 | 0.96429 | 1
CIV | TB | 109.1325 | 0.5738 | 0.96449 | 1
CIV | TB | 110.184 | 0.57892 | 0.96499 | 1
CIV | TB | 110.7369 | 0.58407 | 0.96655 | 1
CIV | TB | 110.9114 | 0.58923 | 0.96715 | 1
CIV | TB | 113.9987 | 0.59453 | 0.96755 | 1
CIV | TB | 115.0702 | 0.59988 | 0.9676 | 1
CIV | TB | 115.1203 | 0.60523 | 0.96805 | 1
CIV | TB | 115.4077 | 0.6106 | 0.96855 | 1
CIV | TB | 116.6581 | 0.61602 | 0.9694 | 1
CIV | TB | 116.9991 | 0.62146 | 0.9698 | 1
CIV | TB | 117.3329 | 0.62692 | 0.9704 | 1
CIV | TB | 118.8575 | 0.63244 | 0.9707 | 1
CIV | TB | 119.1295 | 0.63798 | 0.97105 | 1
CIV | TB | 119.9167 | 0.64356 | 0.97145 | 1
CIV | TB | 120.7384 | 0.64917 | 0.9717 | 1
CIV | TB | 120.9538 | 0.65479 | 0.97251 | 1
CIV | TB | 121.3351 | 0.66044 | 0.97276 | 1
CIV | TB | 121.3354 | 0.66608 | 0.97386 | 1
CIV | TB | 122.0421 | 0.67175 | 0.97466 | 1
CIV | TB | 122.1811 | 0.67743 | 0.97491 | 1
CIV | TB | 127.184 | 0.68335 | 0.97496 | 1
CIV | TB | 129.41 | 0.68936 | 0.97501 | 1
CIV | TB | 130.1523 | 0.69542 | 0.97576 | 1
CIV | TB | 131.8666 | 0.70155 | 0.97661 | 1
CIV | TB | 136.5905 | 0.7079 | 0.97671 | 1
CIV | TB | 137.9514 | 0.71431 | 0.97726 | 1
CIV | TB | 138.3024 | 0.72074 | 0.97786 | 1
CIV | TB | 139.3669 | 0.72722 | 0.97842 | 1
CIV | TB | 143.7921 | 0.73391 | 0.98147 | 1
CIV | TB | 143.8375 | 0.7406 | 0.98162 | 1
CIV | TB | 144.9617 | 0.74734 | 0.98317 | 1
CIV | TB | 145.7093 | 0.75411 | 0.98332 | 1
CIV | TB | 148.486 | 0.76102 | 0.98508 | 1
CIV | TB | 149.4827 | 0.76797 | 0.98528 | 1
CIV | TB | 153.6844 | 0.77511 | 0.98558 | 1
CIV | TB | 156.4214 | 0.78239 | 0.98608 | 1
CIV | TB | 158.935 | 0.78978 | 0.98668 | 1
CIV | TB | 159.574 | 0.7972 | 0.98693 | 1
CIV | TB | 163.1094 | 0.80478 | 0.98703 | 1
CIV | TB | 165.7676 | 0.81249 | 0.98843 | 1
CIV | TB | 167.2909 | 0.82027 | 0.99003 | 1
CIV | TB | 170.8791 | 0.82821 | 0.99058 | 1
CIV | TB | 174.4463 | 0.83632 | 0.99064 | 1
CIV | TB | 176.9925 | 0.84455 | 0.99149 | 1
CIV | TB | 179.9746 | 0.85292 | 0.99214 | 1
CIV | TB | 180.6548 | 0.86132 | 0.99279 | 1
CIV | TB | 192.0761 | 0.87025 | 0.99314 | 1
CIV | TB | 197.3003 | 0.87943 | 0.99354 | 1
CIV | TB | 199.6147 | 0.88871 | 0.99404 | 1
CIV | TB | 223.482 | 0.8991 | 0.99414 | 1
CIV | TB | 224.0762 | 0.90952 | 0.99514 | 1
CIV | TB | 233.2138 | 0.92036 | 0.99549 | 1
CIV | TB | 243.0805 | 0.93166 | 0.99604 | 1
CIV | TB | 254.4803 | 0.9435 | 0.99634 | 1
CIV | TB | 255.2039 | 0.95536 | 0.997 | 1
CIV | TB | 269.08 | 0.96787 | 0.99705 | 1
CIV | TB | 333.7112 | 0.98339 | 0.99915 | 1
CIV | TB | 357.1995 | 1 | 1 | 1
CIV | HIV | 0.0085 | 2.0463e-08 | 0.0048525 | 1
CIV | HIV | 0.0691 | 1.8682e-07 | 0.0052714 | 1
CIV | HIV | 0.0738 | 3.6449e-07 | 0.083295 | 1
CIV | HIV | 0.0787 | 5.5396e-07 | 0.084672 | 1
CIV | HIV | 0.096 | 7.8508e-07 | 0.08534 | 1
CIV | HIV | 0.1604 | 1.1712e-06 | 0.085365 | 1
CIV | HIV | 0.1702 | 1.581e-06 | 0.085407 | 1
CIV | HIV | 0.1736 | 1.9989e-06 | 0.085411 | 1
CIV | HIV | 0.1817 | 2.4364e-06 | 0.085443 | 1
CIV | HIV | 0.185 | 2.8817e-06 | 0.08605 | 1
CIV | HIV | 0.2005 | 3.3644e-06 | 0.08621 | 1
CIV | HIV | 0.2107 | 3.8717e-06 | 0.092113 | 1
CIV | HIV | 0.2488 | 4.4707e-06 | 0.093891 | 1
CIV | HIV | 0.2592 | 5.0947e-06 | 0.093962 | 1
CIV | HIV | 0.2881 | 5.7883e-06 | 0.093984 | 1
CIV | HIV | 0.3157 | 6.5483e-06 | 0.094321 | 1
CIV | HIV | 0.3506 | 7.3924e-06 | 0.094381 | 1
CIV | HIV | 0.3553 | 8.2478e-06 | 0.094715 | 1
CIV | HIV | 0.3617 | 9.1185e-06 | 0.09486 | 1
CIV | HIV | 0.3623 | 9.9908e-06 | 0.095702 | 1
CIV | HIV | 0.3678 | 1.0876e-05 | 0.096049 | 1
CIV | HIV | 0.4077 | 1.1858e-05 | 0.096057 | 1
CIV | HIV | 0.4154 | 1.2858e-05 | 0.096078 | 1
CIV | HIV | 0.4205 | 1.387e-05 | 0.096092 | 1
CIV | HIV | 0.4295 | 1.4904e-05 | 0.096106 | 1
CIV | HIV | 0.4781 | 1.6055e-05 | 0.096571 | 1
CIV | HIV | 0.5243 | 1.7317e-05 | 0.0966 | 1
CIV | HIV | 0.5757 | 1.8703e-05 | 0.096639 | 1
CIV | HIV | 0.6403 | 2.0245e-05 | 0.099897 | 1
CIV | HIV | 0.6658 | 2.1848e-05 | 0.099968 | 1
CIV | HIV | 0.6772 | 2.3478e-05 | 0.099979 | 1
CIV | HIV | 0.7134 | 2.5196e-05 | 0.10056 | 1
CIV | HIV | 0.7386 | 2.6974e-05 | 0.1013 | 1
CIV | HIV | 0.7409 | 3.0541e-05 | 0.10492 | 2
CIV | HIV | 0.7498 | 3.2346e-05 | 0.10577 | 1
CIV | HIV | 0.7662 | 3.4191e-05 | 0.10579 | 1
CIV | HIV | 0.7758 | 3.6059e-05 | 0.10678 | 1
CIV | HIV | 0.778 | 3.7932e-05 | 0.1069 | 1
CIV | HIV | 0.8195 | 3.9905e-05 | 0.10719 | 1
CIV | HIV | 0.867 | 4.1992e-05 | 0.10735 | 1
CIV | HIV | 0.8789 | 4.4108e-05 | 0.11226 | 1
CIV | HIV | 0.8878 | 4.6245e-05 | 0.11228 | 1
CIV | HIV | 0.9109 | 4.8438e-05 | 0.11318 | 1
CIV | HIV | 0.925 | 5.0665e-05 | 0.11321 | 1
CIV | HIV | 0.9358 | 5.2918e-05 | 0.11322 | 1
CIV | HIV | 0.9427 | 5.5187e-05 | 0.11333 | 1
CIV | HIV | 0.9458 | 5.7464e-05 | 0.11502 | 1
CIV | HIV | 0.9501 | 6.4326e-05 | 0.11881 | 3
CIV | HIV | 0.952 | 6.6618e-05 | 0.11917 | 1
CIV | HIV | 0.974 | 6.8963e-05 | 0.11922 | 1
CIV | HIV | 0.9884 | 7.3722e-05 | 0.1215 | 2
CIV | HIV | 1.0084 | 7.615e-05 | 0.12283 | 1
CIV | HIV | 1.016 | 7.8596e-05 | 0.12288 | 1
CIV | HIV | 1.0661 | 8.1163e-05 | 0.1229 | 1
CIV | HIV | 1.0672 | 8.3732e-05 | 0.12369 | 1
CIV | HIV | 1.0899 | 8.6356e-05 | 0.12444 | 1
CIV | HIV | 1.1001 | 8.9004e-05 | 0.12449 | 1
CIV | HIV | 1.1175 | 9.1695e-05 | 0.12624 | 1
CIV | HIV | 1.1176 | 9.4385e-05 | 0.12625 | 1
CIV | HIV | 1.1281 | 9.7101e-05 | 0.13372 | 1
CIV | HIV | 1.1307 | 9.9823e-05 | 0.13372 | 1
CIV | HIV | 1.1535 | 0.0001026 | 0.13433 | 1
CIV | HIV | 1.1549 | 0.00010538 | 0.13486 | 1
CIV | HIV | 1.1794 | 0.00010822 | 0.13564 | 1
CIV | HIV | 1.2017 | 0.00011111 | 0.1367 | 1
CIV | HIV | 1.2342 | 0.00011408 | 0.1438 | 1
CIV | HIV | 1.2445 | 0.00011708 | 0.14582 | 1
CIV | HIV | 1.2452 | 0.00012008 | 0.14586 | 1
CIV | HIV | 1.248 | 0.00012609 | 0.14667 | 2
CIV | HIV | 1.2709 | 0.00012915 | 0.14745 | 1
CIV | HIV | 1.2921 | 0.00013226 | 0.14865 | 1
CIV | HIV | 1.3046 | 0.0001354 | 0.14872 | 1
CIV | HIV | 1.3246 | 0.00013859 | 0.15051 | 1
CIV | HIV | 1.3562 | 0.00014185 | 0.15057 | 1
CIV | HIV | 1.366 | 0.00014514 | 0.15066 | 1
CIV | HIV | 1.3677 | 0.00014843 | 0.15132 | 1
CIV | HIV | 1.3718 | 0.00015174 | 0.15159 | 1
CIV | HIV | 1.3725 | 0.00015504 | 0.15173 | 1
CIV | HIV | 1.4452 | 0.00015852 | 0.1533 | 1
CIV | HIV | 1.4945 | 0.00016212 | 0.16216 | 1
CIV | HIV | 1.5097 | 0.00016575 | 0.16373 | 1
CIV | HIV | 1.5165 | 0.0001694 | 0.16386 | 1
CIV | HIV | 1.5213 | 0.00017307 | 0.16388 | 1
CIV | HIV | 1.5216 | 0.00017673 | 0.16461 | 1
CIV | HIV | 1.5374 | 0.00018043 | 0.16468 | 1
CIV | HIV | 1.5713 | 0.00018421 | 0.16998 | 1
CIV | HIV | 1.5839 | 0.00018803 | 0.17444 | 1
CIV | HIV | 1.5853 | 0.00019184 | 0.17494 | 1
CIV | HIV | 1.5894 | 0.00019567 | 0.17665 | 1
CIV | HIV | 1.5908 | 0.0001995 | 0.17708 | 1
CIV | HIV | 1.5946 | 0.00020334 | 0.1787 | 1
CIV | HIV | 1.6342 | 0.00020727 | 0.17873 | 1
CIV | HIV | 1.6779 | 0.00021131 | 0.17878 | 1
CIV | HIV | 1.6918 | 0.00021538 | 0.17949 | 1
CIV | HIV | 1.7032 | 0.00021948 | 0.17982 | 1
CIV | HIV | 1.7557 | 0.00022371 | 0.18069 | 1
CIV | HIV | 1.766 | 0.00022796 | 0.1809 | 1
CIV | HIV | 1.7674 | 0.00023222 | 0.18095 | 1
CIV | HIV | 1.783 | 0.00023651 | 0.18114 | 1
CIV | HIV | 1.7901 | 0.00024082 | 0.18328 | 1
CIV | HIV | 1.7981 | 0.00024515 | 0.18336 | 1
CIV | HIV | 1.8134 | 0.00024952 | 0.18381 | 1
CIV | HIV | 1.8168 | 0.00025389 | 0.18388 | 1
CIV | HIV | 1.8421 | 0.00025832 | 0.18446 | 1
CIV | HIV | 1.8477 | 0.00026277 | 0.18611 | 1
CIV | HIV | 1.859 | 0.00026725 | 0.18669 | 1
CIV | HIV | 1.8698 | 0.00027175 | 0.18669 | 1
CIV | HIV | 1.9026 | 0.00027633 | 0.1925 | 1
CIV | HIV | 1.9585 | 0.00028104 | 0.19351 | 1
CIV | HIV | 1.9603 | 0.00028576 | 0.19352 | 1
CIV | HIV | 1.9614 | 0.00029049 | 0.19628 | 1
CIV | HIV | 2.0038 | 0.00029531 | 0.19656 | 1
CIV | HIV | 2.0346 | 0.00030021 | 0.19663 | 1
CIV | HIV | 2.0351 | 0.00030511 | 0.19705 | 1
CIV | HIV | 2.0556 | 0.00031006 | 0.19707 | 1
CIV | HIV | 2.0942 | 0.0003151 | 0.19732 | 1
CIV | HIV | 2.104 | 0.00032016 | 0.19743 | 1
CIV | HIV | 2.15 | 0.00032534 | 0.19746 | 1
CIV | HIV | 2.1977 | 0.00033063 | 0.19769 | 1
CIV | HIV | 2.2213 | 0.00033598 | 0.19774 | 1
CIV | HIV | 2.2405 | 0.00034137 | 0.19778 | 1
CIV | HIV | 2.27 | 0.00034684 | 0.19943 | 1
CIV | HIV | 2.3071 | 0.00035239 | 0.19945 | 1
CIV | HIV | 2.3116 | 0.00035796 | 0.20071 | 1
CIV | HIV | 2.315 | 0.00036353 | 0.20293 | 1
CIV | HIV | 2.3415 | 0.00036917 | 0.20305 | 1
CIV | HIV | 2.3496 | 0.00037482 | 0.20394 | 1
CIV | HIV | 2.3803 | 0.00038055 | 0.204 | 1
CIV | HIV | 2.3894 | 0.00038631 | 0.20402 | 1
CIV | HIV | 2.3942 | 0.00039207 | 0.20407 | 1
CIV | HIV | 2.3952 | 0.00039784 | 0.2112 | 1
CIV | HIV | 2.4069 | 0.00040363 | 0.21123 | 1
CIV | HIV | 2.4071 | 0.00040943 | 0.21265 | 1
CIV | HIV | 2.4149 | 0.00041524 | 0.21352 | 1
CIV | HIV | 2.416 | 0.00042106 | 0.21353 | 1
CIV | HIV | 2.4436 | 0.00043282 | 0.21693 | 2
CIV | HIV | 2.4613 | 0.00043875 | 0.21702 | 1
CIV | HIV | 2.4725 | 0.0004447 | 0.21709 | 1
CIV | HIV | 2.4766 | 0.00045066 | 0.21845 | 1
CIV | HIV | 2.48 | 0.00045663 | 0.21871 | 1
CIV | HIV | 2.5196 | 0.0004627 | 0.21988 | 1
CIV | HIV | 2.5266 | 0.00046878 | 0.21991 | 1
CIV | HIV | 2.5485 | 0.00047492 | 0.21996 | 1
CIV | HIV | 2.55 | 0.00048106 | 0.22073 | 1
CIV | HIV | 2.5945 | 0.0004873 | 0.22187 | 1
CIV | HIV | 2.6019 | 0.00049357 | 0.22283 | 1
CIV | HIV | 2.6219 | 0.00049988 | 0.2236 | 1
CIV | HIV | 2.6581 | 0.00050628 | 0.22667 | 1
CIV | HIV | 2.6876 | 0.00051275 | 0.2268 | 1
CIV | HIV | 2.7226 | 0.0005193 | 0.2325 | 1
CIV | HIV | 2.7415 | 0.0005259 | 0.23265 | 1
CIV | HIV | 2.7424 | 0.0005325 | 0.23518 | 1
CIV | HIV | 2.774 | 0.00053918 | 0.23518 | 1
CIV | HIV | 2.8197 | 0.00054597 | 0.23526 | 1
CIV | HIV | 2.847 | 0.00055283 | 0.23608 | 1
CIV | HIV | 2.8546 | 0.0005597 | 0.23616 | 1
CIV | HIV | 2.886 | 0.00056665 | 0.23636 | 1
CIV | HIV | 2.9028 | 0.00057363 | 0.2371 | 1
CIV | HIV | 2.909 | 0.00058064 | 0.23718 | 1
CIV | HIV | 2.9579 | 0.00058776 | 0.2383 | 1
CIV | HIV | 2.9664 | 0.0005949 | 0.24477 | 1
CIV | HIV | 3.0198 | 0.00060217 | 0.24515 | 1
CIV | HIV | 3.0199 | 0.00060944 | 0.24587 | 1
CIV | HIV | 3.0556 | 0.0006168 | 0.252 | 1
CIV | HIV | 3.0851 | 0.00062422 | 0.25215 | 1
CIV | HIV | 3.0926 | 0.00063167 | 0.2522 | 1
CIV | HIV | 3.1399 | 0.00063923 | 0.25297 | 1
CIV | HIV | 3.1445 | 0.0006468 | 0.25723 | 1
CIV | HIV | 3.1481 | 0.00065438 | 0.25962 | 1
CIV | HIV | 3.1585 | 0.00066198 | 0.26394 | 1
CIV | HIV | 3.1696 | 0.00066961 | 0.26398 | 1
CIV | HIV | 3.1847 | 0.00067728 | 0.26398 | 1
CIV | HIV | 3.195 | 0.00068497 | 0.26643 | 1
CIV | HIV | 3.2017 | 0.00069268 | 0.26668 | 1
CIV | HIV | 3.2418 | 0.00070048 | 0.26673 | 1
CIV | HIV | 3.2702 | 0.00070836 | 0.26695 | 1
CIV | HIV | 3.2979 | 0.0007163 | 0.26696 | 1
CIV | HIV | 3.3276 | 0.00072431 | 0.26696 | 1
CIV | HIV | 3.3507 | 0.00073237 | 0.26778 | 1
CIV | HIV | 3.3653 | 0.00074858 | 0.26952 | 2
CIV | HIV | 3.3855 | 0.00075673 | 0.26966 | 1
CIV | HIV | 3.3903 | 0.00076489 | 0.26974 | 1
CIV | HIV | 3.4546 | 0.00077321 | 0.26996 | 1
CIV | HIV | 3.4707 | 0.00078156 | 0.27265 | 1
CIV | HIV | 3.5736 | 0.00079017 | 0.27267 | 1
CIV | HIV | 3.6092 | 0.00079886 | 0.27271 | 1
CIV | HIV | 3.6425 | 0.00080762 | 0.27297 | 1
CIV | HIV | 3.6434 | 0.0008164 | 0.27629 | 1
CIV | HIV | 3.6536 | 0.00082519 | 0.27632 | 1
CIV | HIV | 3.656 | 0.00083399 | 0.27669 | 1
CIV | HIV | 3.8364 | 0.00084323 | 0.27995 | 1
CIV | HIV | 3.8568 | 0.00085252 | 0.28486 | 1
CIV | HIV | 3.9258 | 0.00086197 | 0.28657 | 1
CIV | HIV | 3.9952 | 0.00087158 | 0.28763 | 1
CIV | HIV | 4.011 | 0.00088124 | 0.28768 | 1
CIV | HIV | 4.0541 | 0.000891 | 0.28812 | 1
CIV | HIV | 4.0559 | 0.00090077 | 0.28828 | 1
CIV | HIV | 4.1024 | 0.00092052 | 0.29186 | 2
CIV | HIV | 4.1191 | 0.00093044 | 0.29199 | 1
CIV | HIV | 4.1284 | 0.00095031 | 0.29534 | 2
CIV | HIV | 4.1593 | 0.00096033 | 0.29591 | 1
CIV | HIV | 4.2184 | 0.00097048 | 0.29781 | 1
CIV | HIV | 4.2514 | 0.00098072 | 0.2988 | 1
CIV | HIV | 4.2667 | 0.00099099 | 0.30042 | 1
CIV | HIV | 4.3228 | 0.0010014 | 0.30047 | 1
CIV | HIV | 4.3262 | 0.0010118 | 0.3006 | 1
CIV | HIV | 4.3355 | 0.0010222 | 0.30148 | 1
CIV | HIV | 4.3466 | 0.0010327 | 0.30871 | 1
CIV | HIV | 4.3985 | 0.0010433 | 0.30871 | 1
CIV | HIV | 4.4634 | 0.001054 | 0.30964 | 1
CIV | HIV | 4.4667 | 0.0010648 | 0.30965 | 1
CIV | HIV | 4.4713 | 0.0010756 | 0.31004 | 1
CIV | HIV | 4.5461 | 0.0010865 | 0.31625 | 1
CIV | HIV | 4.5722 | 0.0010975 | 0.31664 | 1
CIV | HIV | 4.6399 | 0.0011087 | 0.31732 | 1
CIV | HIV | 4.6452 | 0.0011199 | 0.31738 | 1
CIV | HIV | 4.6795 | 0.0011311 | 0.31853 | 1
CIV | HIV | 4.6801 | 0.0011424 | 0.31856 | 1
CIV | HIV | 4.835 | 0.001154 | 0.31861 | 1
CIV | HIV | 4.9446 | 0.0011659 | 0.32202 | 1
CIV | HIV | 4.9626 | 0.0011779 | 0.32466 | 1
CIV | HIV | 4.987 | 0.0011899 | 0.32516 | 1
CIV | HIV | 4.9989 | 0.0012019 | 0.32556 | 1
CIV | HIV | 5.0032 | 0.001226 | 0.326 | 2
CIV | HIV | 5.0108 | 0.0012381 | 0.32602 | 1
CIV | HIV | 5.0399 | 0.0012502 | 0.32602 | 1
CIV | HIV | 5.0425 | 0.0012624 | 0.32611 | 1
CIV | HIV | 5.0908 | 0.0012746 | 0.32612 | 1
CIV | HIV | 5.1609 | 0.001287 | 0.32779 | 1
CIV | HIV | 5.1635 | 0.0012995 | 0.33007 | 1
CIV | HIV | 5.1784 | 0.0013119 | 0.33007 | 1
CIV | HIV | 5.1831 | 0.0013244 | 0.33016 | 1
CIV | HIV | 5.2516 | 0.0013371 | 0.33123 | 1
CIV | HIV | 5.3503 | 0.0013499 | 0.33284 | 1
CIV | HIV | 5.3521 | 0.0013628 | 0.33288 | 1
CIV | HIV | 5.3552 | 0.0013757 | 0.33394 | 1
CIV | HIV | 5.3696 | 0.0013886 | 0.33419 | 1
CIV | HIV | 5.3934 | 0.0014016 | 0.3342 | 1
CIV | HIV | 5.523 | 0.0014149 | 0.33545 | 1
CIV | HIV | 5.543 | 0.0014283 | 0.3372 | 1
CIV | HIV | 5.5562 | 0.0014417 | 0.33738 | 1
CIV | HIV | 5.5666 | 0.0014551 | 0.33804 | 1
CIV | HIV | 5.5781 | 0.0014685 | 0.33811 | 1
CIV | HIV | 5.5889 | 0.0014819 | 0.33822 | 1
CIV | HIV | 5.6346 | 0.0014955 | 0.33825 | 1
CIV | HIV | 5.6699 | 0.0015092 | 0.33826 | 1
CIV | HIV | 5.7547 | 0.001523 | 0.33935 | 1
CIV | HIV | 5.8246 | 0.001537 | 0.33943 | 1
CIV | HIV | 5.8878 | 0.0015512 | 0.33955 | 1
CIV | HIV | 5.9274 | 0.0015655 | 0.33968 | 1
CIV | HIV | 5.9945 | 0.0015799 | 0.33978 | 1
CIV | HIV | 6.0143 | 0.0015944 | 0.34122 | 1
CIV | HIV | 6.0792 | 0.001609 | 0.34131 | 1
CIV | HIV | 6.0832 | 0.0016237 | 0.34133 | 1
CIV | HIV | 6.1009 | 0.0016384 | 0.34157 | 1
CIV | HIV | 6.3083 | 0.0016535 | 0.34162 | 1
CIV | HIV | 6.3204 | 0.0016688 | 0.34214 | 1
CIV | HIV | 6.3664 | 0.0016841 | 0.34215 | 1
CIV | HIV | 6.4439 | 0.0016996 | 0.34217 | 1
CIV | HIV | 6.5304 | 0.0017153 | 0.34218 | 1
CIV | HIV | 6.6174 | 0.0017312 | 0.34444 | 1
CIV | HIV | 6.6479 | 0.0017473 | 0.34445 | 1
CIV | HIV | 6.6602 | 0.0017633 | 0.3445 | 1
CIV | HIV | 6.674 | 0.0017794 | 0.34457 | 1
CIV | HIV | 6.709 | 0.0017955 | 0.35323 | 1
CIV | HIV | 6.8007 | 0.0018119 | 0.35361 | 1
CIV | HIV | 6.8141 | 0.0018283 | 0.35362 | 1
CIV | HIV | 6.8255 | 0.0018447 | 0.35364 | 1
CIV | HIV | 6.8349 | 0.0018612 | 0.35737 | 1
CIV | HIV | 6.8363 | 0.0018776 | 0.35741 | 1
CIV | HIV | 6.9056 | 0.0018943 | 0.35747 | 1
CIV | HIV | 6.9089 | 0.0019109 | 0.35831 | 1
CIV | HIV | 6.9158 | 0.0019275 | 0.35839 | 1
CIV | HIV | 6.9659 | 0.0019443 | 0.35839 | 1
CIV | HIV | 6.9701 | 0.0019611 | 0.35989 | 1
CIV | HIV | 7.0081 | 0.001978 | 0.35991 | 1
CIV | HIV | 7.0098 | 0.0019948 | 0.35993 | 1
CIV | HIV | 7.0288 | 0.0020118 | 0.3606 | 1
CIV | HIV | 7.0799 | 0.0020288 | 0.36063 | 1
CIV | HIV | 7.0825 | 0.0020459 | 0.36083 | 1
CIV | HIV | 7.1405 | 0.002063 | 0.3621 | 1
CIV | HIV | 7.1838 | 0.0020803 | 0.36211 | 1
CIV | HIV | 7.3216 | 0.002098 | 0.36215 | 1
CIV | HIV | 7.4614 | 0.0021159 | 0.36216 | 1
CIV | HIV | 7.5606 | 0.0021341 | 0.36219 | 1
CIV | HIV | 7.5941 | 0.0021707 | 0.36438 | 2
CIV | HIV | 7.6091 | 0.002189 | 0.36461 | 1
CIV | HIV | 7.7235 | 0.0022076 | 0.36464 | 1
CIV | HIV | 7.7474 | 0.0022263 | 0.36574 | 1
CIV | HIV | 7.9082 | 0.0022453 | 0.36575 | 1
CIV | HIV | 7.9274 | 0.0022644 | 0.366 | 1
CIV | HIV | 7.998 | 0.0022836 | 0.3661 | 1
CIV | HIV | 8.0052 | 0.0023029 | 0.36619 | 1
CIV | HIV | 8.0427 | 0.0023223 | 0.3663 | 1
CIV | HIV | 8.0529 | 0.0023417 | 0.36634 | 1
CIV | HIV | 8.0728 | 0.0023611 | 0.36672 | 1
CIV | HIV | 8.2005 | 0.0023808 | 0.36678 | 1
CIV | HIV | 8.2696 | 0.0024007 | 0.3668 | 1
CIV | HIV | 8.2815 | 0.0024207 | 0.36681 | 1
CIV | HIV | 8.3878 | 0.0024409 | 0.37309 | 1
CIV | HIV | 8.4731 | 0.0024613 | 0.37313 | 1
CIV | HIV | 8.5231 | 0.0024818 | 0.37401 | 1
CIV | HIV | 8.526 | 0.0025023 | 0.37402 | 1
CIV | HIV | 8.5279 | 0.0025229 | 0.37442 | 1
CIV | HIV | 8.56 | 0.0025435 | 0.37443 | 1
CIV | HIV | 8.596 | 0.0025642 | 0.37448 | 1
CIV | HIV | 8.5968 | 0.0025848 | 0.37521 | 1
CIV | HIV | 8.7719 | 0.002606 | 0.37523 | 1
CIV | HIV | 8.8031 | 0.0026272 | 0.37526 | 1
CIV | HIV | 8.9236 | 0.0026486 | 0.37527 | 1
CIV | HIV | 8.9624 | 0.0026918 | 0.37896 | 2
CIV | HIV | 8.9909 | 0.0027134 | 0.37901 | 1
CIV | HIV | 9.1693 | 0.0027355 | 0.37905 | 1
CIV | HIV | 9.1853 | 0.0027797 | 0.37992 | 2
CIV | HIV | 9.2587 | 0.002802 | 0.38006 | 1
CIV | HIV | 9.5989 | 0.0028251 | 0.38007 | 1
CIV | HIV | 9.6011 | 0.0028483 | 0.38009 | 1
CIV | HIV | 9.6801 | 0.0028716 | 0.38023 | 1
CIV | HIV | 9.7358 | 0.002895 | 0.38042 | 1
CIV | HIV | 9.7934 | 0.0029186 | 0.3805 | 1
CIV | HIV | 9.9154 | 0.0029424 | 0.38051 | 1
CIV | HIV | 9.9472 | 0.0029664 | 0.38067 | 1
CIV | HIV | 10.2117 | 0.002991 | 0.381 | 1
CIV | HIV | 10.2598 | 0.0030157 | 0.38101 | 1
CIV | HIV | 10.3483 | 0.0030406 | 0.38101 | 1
CIV | HIV | 10.3766 | 0.0030656 | 0.38104 | 1
CIV | HIV | 10.4319 | 0.0030907 | 0.38108 | 1
CIV | HIV | 10.4812 | 0.0031159 | 0.38108 | 1
CIV | HIV | 10.566 | 0.0031414 | 0.3811 | 1
CIV | HIV | 10.5846 | 0.0031668 | 0.38167 | 1
CIV | HIV | 10.6754 | 0.0031925 | 0.38168 | 1
CIV | HIV | 10.7962 | 0.0032185 | 0.38169 | 1
CIV | HIV | 10.9935 | 0.003245 | 0.38226 | 1
CIV | HIV | 11.0334 | 0.0032716 | 0.38233 | 1
CIV | HIV | 11.1912 | 0.0032985 | 0.38241 | 1
CIV | HIV | 11.2488 | 0.0033256 | 0.3833 | 1
CIV | HIV | 11.2997 | 0.0033528 | 0.38333 | 1
CIV | HIV | 11.3619 | 0.0033801 | 0.38693 | 1
CIV | HIV | 11.5568 | 0.003408 | 0.38702 | 1
CIV | HIV | 11.6028 | 0.0034359 | 0.38708 | 1
CIV | HIV | 11.6506 | 0.003464 | 0.3871 | 1
CIV | HIV | 11.7313 | 0.0034922 | 0.38711 | 1
CIV | HIV | 11.7569 | 0.0035205 | 0.38716 | 1
CIV | HIV | 11.7841 | 0.0035489 | 0.38725 | 1
CIV | HIV | 11.9916 | 0.0035777 | 0.38726 | 1
CIV | HIV | 12.0425 | 0.0036067 | 0.38734 | 1
CIV | HIV | 12.2393 | 0.0036362 | 0.38736 | 1
CIV | HIV | 12.281 | 0.0036658 | 0.38815 | 1
CIV | HIV | 12.4205 | 0.0036957 | 0.38815 | 1
CIV | HIV | 12.5388 | 0.0037258 | 0.38817 | 1
CIV | HIV | 12.5594 | 0.0037561 | 0.38818 | 1
CIV | HIV | 12.5836 | 0.0037864 | 0.38823 | 1
CIV | HIV | 12.6263 | 0.0038168 | 0.38824 | 1
CIV | HIV | 12.6532 | 0.0038472 | 0.38825 | 1
CIV | HIV | 12.6812 | 0.0038778 | 0.38828 | 1
CIV | HIV | 12.744 | 0.0039085 | 0.38829 | 1
CIV | HIV | 12.7526 | 0.0039392 | 0.38835 | 1
CIV | HIV | 12.8461 | 0.0039701 | 0.38836 | 1
CIV | HIV | 12.8478 | 0.004001 | 0.38846 | 1
CIV | HIV | 12.941 | 0.0040322 | 0.38854 | 1
CIV | HIV | 12.9897 | 0.0040634 | 0.38891 | 1
CIV | HIV | 13.4176 | 0.0040957 | 0.38898 | 1
CIV | HIV | 13.5802 | 0.0041284 | 0.38914 | 1
CIV | HIV | 13.6795 | 0.0041614 | 0.39027 | 1
CIV | HIV | 13.7961 | 0.0041946 | 0.39131 | 1
CIV | HIV | 13.9731 | 0.0042282 | 0.39136 | 1
CIV | HIV | 14.0353 | 0.004262 | 0.39138 | 1
CIV | HIV | 14.07 | 0.0042959 | 0.39141 | 1
CIV | HIV | 14.1196 | 0.0043299 | 0.39142 | 1
CIV | HIV | 14.2708 | 0.0043642 | 0.39146 | 1
CIV | HIV | 14.2734 | 0.0043986 | 0.39254 | 1
CIV | HIV | 14.3106 | 0.004433 | 0.39258 | 1
CIV | HIV | 14.518 | 0.004468 | 0.39263 | 1
CIV | HIV | 14.7205 | 0.0045034 | 0.39274 | 1
CIV | HIV | 14.8372 | 0.0045392 | 0.39274 | 1
CIV | HIV | 14.8937 | 0.004575 | 0.39284 | 1
CIV | HIV | 14.9912 | 0.0046111 | 0.43448 | 1
CIV | HIV | 15.0258 | 0.0046473 | 0.43448 | 1
CIV | HIV | 15.0888 | 0.0046836 | 0.43453 | 1
CIV | HIV | 15.116 | 0.00472 | 0.43464 | 1
CIV | HIV | 15.1825 | 0.0047565 | 0.43464 | 1
CIV | HIV | 15.2208 | 0.0047932 | 0.44003 | 1
CIV | HIV | 15.2952 | 0.00483 | 0.44007 | 1
CIV | HIV | 15.306 | 0.0049037 | 0.44117 | 2
CIV | HIV | 15.3991 | 0.0049408 | 0.44125 | 1
CIV | HIV | 15.4352 | 0.0049779 | 0.44135 | 1
CIV | HIV | 15.626 | 0.0050156 | 0.44136 | 1
CIV | HIV | 15.6276 | 0.0050532 | 0.44143 | 1
CIV | HIV | 15.6953 | 0.005091 | 0.44144 | 1
CIV | HIV | 15.709 | 0.0051288 | 0.44148 | 1
CIV | HIV | 15.7301 | 0.0051667 | 0.44148 | 1
CIV | HIV | 15.7587 | 0.0052046 | 0.44151 | 1
CIV | HIV | 15.7913 | 0.0052426 | 0.44252 | 1
CIV | HIV | 15.884 | 0.0052809 | 0.44253 | 1
CIV | HIV | 15.9406 | 0.0053192 | 0.44254 | 1
CIV | HIV | 15.9784 | 0.0053577 | 0.44255 | 1
CIV | HIV | 16.0196 | 0.0053963 | 0.44262 | 1
CIV | HIV | 16.0435 | 0.0054349 | 0.44263 | 1
CIV | HIV | 16.0737 | 0.0054736 | 0.4427 | 1
CIV | HIV | 16.1251 | 0.0055124 | 0.44271 | 1
CIV | HIV | 16.1512 | 0.0055513 | 0.44273 | 1
CIV | HIV | 16.3378 | 0.0055906 | 0.44275 | 1
CIV | HIV | 16.5566 | 0.0056305 | 0.44275 | 1
CIV | HIV | 16.7273 | 0.0056708 | 0.44282 | 1
CIV | HIV | 16.8112 | 0.0057112 | 0.44289 | 1
CIV | HIV | 16.951 | 0.005752 | 0.4429 | 1
CIV | HIV | 16.9618 | 0.0057929 | 0.44292 | 1
CIV | HIV | 17.0024 | 0.0058338 | 0.44297 | 1
CIV | HIV | 17.0148 | 0.0058748 | 0.44301 | 1
CIV | HIV | 17.0156 | 0.0059157 | 0.44301 | 1
CIV | HIV | 17.0236 | 0.0059567 | 0.44332 | 1
CIV | HIV | 17.07 | 0.0059978 | 0.44335 | 1
CIV | HIV | 17.1448 | 0.0060391 | 0.44354 | 1
CIV | HIV | 17.7093 | 0.0060817 | 0.44354 | 1
CIV | HIV | 17.766 | 0.0061245 | 0.44374 | 1
CIV | HIV | 17.9103 | 0.0061676 | 0.44375 | 1
CIV | HIV | 18.0532 | 0.0062111 | 0.44379 | 1
CIV | HIV | 18.0708 | 0.0062546 | 0.44419 | 1
CIV | HIV | 18.1594 | 0.0062983 | 0.44441 | 1
CIV | HIV | 18.1986 | 0.0063421 | 0.44448 | 1
CIV | HIV | 18.2376 | 0.006386 | 0.44462 | 1
CIV | HIV | 18.2415 | 0.0064299 | 0.44564 | 1
CIV | HIV | 18.3658 | 0.0064741 | 0.44591 | 1
CIV | HIV | 18.3989 | 0.0065184 | 0.44592 | 1
CIV | HIV | 18.4153 | 0.0065628 | 0.44597 | 1
CIV | HIV | 18.4784 | 0.0066073 | 0.44597 | 1
CIV | HIV | 18.5581 | 0.0066519 | 0.44607 | 1
CIV | HIV | 18.5644 | 0.0066966 | 0.44608 | 1
CIV | HIV | 18.7031 | 0.0067417 | 0.44609 | 1
CIV | HIV | 18.7231 | 0.0067867 | 0.4461 | 1
CIV | HIV | 18.8003 | 0.006832 | 0.44613 | 1
CIV | HIV | 18.9181 | 0.0068775 | 0.44614 | 1
CIV | HIV | 19.1095 | 0.0069235 | 0.44618 | 1
CIV | HIV | 19.1451 | 0.0069696 | 0.4463 | 1
CIV | HIV | 19.1507 | 0.0070157 | 0.44638 | 1
CIV | HIV | 19.227 | 0.007062 | 0.44656 | 1
CIV | HIV | 19.2357 | 0.0071083 | 0.44668 | 1
CIV | HIV | 19.2588 | 0.0071547 | 0.4468 | 1
CIV | HIV | 19.305 | 0.0072012 | 0.44682 | 1
CIV | HIV | 19.3299 | 0.0072477 | 0.44715 | 1
CIV | HIV | 19.3387 | 0.0072943 | 0.44716 | 1
CIV | HIV | 19.3868 | 0.0073409 | 0.44721 | 1
CIV | HIV | 19.5196 | 0.0073879 | 0.44731 | 1
CIV | HIV | 19.5537 | 0.007435 | 0.45529 | 1
CIV | HIV | 19.5803 | 0.0074822 | 0.45534 | 1
CIV | HIV | 19.6591 | 0.0075295 | 0.45545 | 1
CIV | HIV | 19.6677 | 0.0075768 | 0.4555 | 1
CIV | HIV | 19.738 | 0.0076244 | 0.45554 | 1
CIV | HIV | 19.8551 | 0.0076722 | 0.45558 | 1
CIV | HIV | 20.0168 | 0.0077203 | 0.45566 | 1
CIV | HIV | 20.0724 | 0.0077687 | 0.54443 | 1
CIV | HIV | 20.1737 | 0.0078172 | 0.54452 | 1
CIV | HIV | 20.2029 | 0.0078659 | 0.54458 | 1
CIV | HIV | 20.2049 | 0.0079145 | 0.54458 | 1
CIV | HIV | 20.365 | 0.0079635 | 0.54583 | 1
CIV | HIV | 20.4905 | 0.0080622 | 0.546 | 2
CIV | HIV | 20.5143 | 0.0081116 | 0.54627 | 1
CIV | HIV | 20.5723 | 0.0081611 | 0.5463 | 1
CIV | HIV | 20.5884 | 0.0082107 | 0.54638 | 1
CIV | HIV | 20.6654 | 0.0082604 | 0.5468 | 1
CIV | HIV | 20.7205 | 0.0083103 | 0.54681 | 1
CIV | HIV | 20.8076 | 0.0083604 | 0.5469 | 1
CIV | HIV | 20.8506 | 0.0084106 | 0.54692 | 1
CIV | HIV | 20.9173 | 0.008461 | 0.547 | 1
CIV | HIV | 21.1972 | 0.008512 | 0.54703 | 1
CIV | HIV | 21.257 | 0.0085632 | 0.54704 | 1
CIV | HIV | 21.275 | 0.0086144 | 0.54705 | 1
CIV | HIV | 21.3692 | 0.0086658 | 0.54707 | 1
CIV | HIV | 21.393 | 0.0087173 | 0.54785 | 1
CIV | HIV | 21.529 | 0.0087692 | 0.54948 | 1
CIV | HIV | 21.5492 | 0.0088211 | 0.54963 | 1
CIV | HIV | 21.6216 | 0.0088731 | 0.54965 | 1
CIV | HIV | 21.7186 | 0.0089254 | 0.54967 | 1
CIV | HIV | 21.7409 | 0.0089777 | 0.54984 | 1
CIV | HIV | 21.968 | 0.0090306 | 0.54985 | 1
CIV | HIV | 22.0154 | 0.0090836 | 0.54995 | 1
CIV | HIV | 22.0299 | 0.0091367 | 0.54998 | 1
CIV | HIV | 22.1687 | 0.00919 | 0.55005 | 1
CIV | HIV | 22.447 | 0.0092441 | 0.55009 | 1
CIV | HIV | 22.4506 | 0.0092981 | 0.5501 | 1
CIV | HIV | 22.7154 | 0.0093528 | 0.55074 | 1
CIV | HIV | 22.7808 | 0.0094076 | 0.55075 | 1
CIV | HIV | 22.8627 | 0.0094627 | 0.55078 | 1
CIV | HIV | 23.0855 | 0.0095183 | 0.5508 | 1
CIV | HIV | 23.135 | 0.009574 | 0.55092 | 1
CIV | HIV | 23.1595 | 0.0096297 | 0.55098 | 1
CIV | HIV | 23.1768 | 0.0096855 | 0.5519 | 1
CIV | HIV | 23.3336 | 0.0097417 | 0.55197 | 1
CIV | HIV | 23.4035 | 0.009798 | 0.55201 | 1
CIV | HIV | 23.4529 | 0.0098545 | 0.55241 | 1
CIV | HIV | 23.4624 | 0.009911 | 0.55246 | 1
CIV | HIV | 23.5628 | 0.0099677 | 0.55247 | 1
CIV | HIV | 23.6489 | 0.010025 | 0.55264 | 1
CIV | HIV | 23.7356 | 0.010082 | 0.55273 | 1
CIV | HIV | 23.8255 | 0.010139 | 0.55277 | 1
CIV | HIV | 23.8902 | 0.010197 | 0.55277 | 1
CIV | HIV | 23.8956 | 0.010254 | 0.55294 | 1
CIV | HIV | 23.9206 | 0.010312 | 0.55326 | 1
CIV | HIV | 23.9825 | 0.01037 | 0.55335 | 1
CIV | HIV | 24.0973 | 0.010428 | 0.55518 | 1
CIV | HIV | 24.1176 | 0.010486 | 0.55529 | 1
CIV | HIV | 24.125 | 0.010544 | 0.55531 | 1
CIV | HIV | 24.1415 | 0.010602 | 0.55536 | 1
CIV | HIV | 24.1764 | 0.01066 | 0.5554 | 1
CIV | HIV | 24.391 | 0.010719 | 0.55547 | 1
CIV | HIV | 24.4104 | 0.010777 | 0.55581 | 1
CIV | HIV | 24.419 | 0.010836 | 0.55585 | 1
CIV | HIV | 24.5152 | 0.010895 | 0.55586 | 1
CIV | HIV | 24.5416 | 0.010954 | 0.55587 | 1
CIV | HIV | 24.5631 | 0.011014 | 0.55592 | 1
CIV | HIV | 24.735 | 0.011073 | 0.55595 | 1
CIV | HIV | 24.7393 | 0.011133 | 0.55598 | 1
CIV | HIV | 24.7823 | 0.011192 | 0.55599 | 1
CIV | HIV | 24.7892 | 0.011252 | 0.55601 | 1
CIV | HIV | 24.8933 | 0.011312 | 0.55601 | 1
CIV | HIV | 24.9044 | 0.011372 | 0.55604 | 1
CIV | HIV | 24.9897 | 0.011432 | 0.55606 | 1
CIV | HIV | 25.1508 | 0.011493 | 0.55606 | 1
CIV | HIV | 25.16 | 0.011553 | 0.55608 | 1
CIV | HIV | 25.2797 | 0.011614 | 0.55611 | 1
CIV | HIV | 25.5095 | 0.011675 | 0.55613 | 1
CIV | HIV | 25.5292 | 0.011737 | 0.55613 | 1
CIV | HIV | 25.571 | 0.011798 | 0.55614 | 1
CIV | HIV | 25.5805 | 0.01186 | 0.55614 | 1
CIV | HIV | 25.6502 | 0.011922 | 0.55616 | 1
CIV | HIV | 25.8364 | 0.011984 | 0.55658 | 1
CIV | HIV | 25.8379 | 0.012046 | 0.55694 | 1
CIV | HIV | 25.9066 | 0.012109 | 0.55695 | 1
CIV | HIV | 26.1158 | 0.012171 | 0.55758 | 1
CIV | HIV | 26.1739 | 0.012234 | 0.55764 | 1
CIV | HIV | 26.3725 | 0.012298 | 0.55765 | 1
CIV | HIV | 26.6679 | 0.012362 | 0.55767 | 1
CIV | HIV | 26.7196 | 0.012426 | 0.55811 | 1
CIV | HIV | 26.7876 | 0.012491 | 0.55812 | 1
CIV | HIV | 27.0296 | 0.012556 | 0.55864 | 1
CIV | HIV | 27.0782 | 0.012621 | 0.55923 | 1
CIV | HIV | 27.1116 | 0.012686 | 0.55924 | 1
CIV | HIV | 27.3635 | 0.012752 | 0.55941 | 1
CIV | HIV | 27.4624 | 0.012818 | 0.55943 | 1
CIV | HIV | 27.6203 | 0.012885 | 0.55964 | 1
CIV | HIV | 27.6603 | 0.012952 | 0.55965 | 1
CIV | HIV | 27.7769 | 0.013018 | 0.55966 | 1
CIV | HIV | 27.8327 | 0.013085 | 0.55989 | 1
CIV | HIV | 27.8492 | 0.013152 | 0.55989 | 1
CIV | HIV | 27.8969 | 0.01322 | 0.5599 | 1
CIV | HIV | 27.903 | 0.013287 | 0.56001 | 1
CIV | HIV | 27.9081 | 0.013354 | 0.56001 | 1
CIV | HIV | 28.1132 | 0.013422 | 0.56006 | 1
CIV | HIV | 28.1614 | 0.013489 | 0.5601 | 1
CIV | HIV | 28.1909 | 0.013557 | 0.56011 | 1
CIV | HIV | 28.1964 | 0.013625 | 0.56014 | 1
CIV | HIV | 28.6196 | 0.013694 | 0.56016 | 1
CIV | HIV | 28.6198 | 0.013763 | 0.56016 | 1
CIV | HIV | 28.7257 | 0.013832 | 0.56018 | 1
CIV | HIV | 28.7592 | 0.013901 | 0.56019 | 1
CIV | HIV | 28.8898 | 0.013971 | 0.5602 | 1
CIV | HIV | 28.9343 | 0.014041 | 0.56021 | 1
CIV | HIV | 29.0273 | 0.014111 | 0.5603 | 1
CIV | HIV | 29.1707 | 0.014181 | 0.56036 | 1
CIV | HIV | 29.3566 | 0.014251 | 0.56115 | 1
CIV | HIV | 29.3758 | 0.014322 | 0.56119 | 1
CIV | HIV | 29.5492 | 0.014393 | 0.56123 | 1
CIV | HIV | 29.5569 | 0.014464 | 0.5613 | 1
CIV | HIV | 29.6428 | 0.014536 | 0.56137 | 1
CIV | HIV | 29.6534 | 0.014607 | 0.5614 | 1
CIV | HIV | 29.7761 | 0.014679 | 0.56144 | 1
CIV | HIV | 29.8421 | 0.014751 | 0.56145 | 1
CIV | HIV | 30.0336 | 0.014823 | 0.56159 | 1
CIV | HIV | 30.0374 | 0.014895 | 0.56319 | 1
CIV | HIV | 30.0869 | 0.014968 | 0.56323 | 1
CIV | HIV | 30.2652 | 0.015041 | 0.56348 | 1
CIV | HIV | 30.2872 | 0.015114 | 0.56348 | 1
CIV | HIV | 30.2978 | 0.015186 | 0.56359 | 1
CIV | HIV | 30.5664 | 0.01526 | 0.56441 | 1
CIV | HIV | 30.6469 | 0.015334 | 0.56442 | 1
CIV | HIV | 30.6541 | 0.015408 | 0.5654 | 1
CIV | HIV | 30.6616 | 0.015481 | 0.56545 | 1
CIV | HIV | 30.7368 | 0.015555 | 0.56555 | 1
CIV | HIV | 30.8243 | 0.01563 | 0.5656 | 1
CIV | HIV | 30.8989 | 0.015704 | 0.56575 | 1
CIV | HIV | 31.1421 | 0.015779 | 0.56576 | 1
CIV | HIV | 31.2699 | 0.015854 | 0.56578 | 1
CIV | HIV | 31.3332 | 0.01593 | 0.56579 | 1
CIV | HIV | 31.3411 | 0.016005 | 0.56595 | 1
CIV | HIV | 31.5408 | 0.016081 | 0.56599 | 1
CIV | HIV | 31.5488 | 0.016157 | 0.566 | 1
CIV | HIV | 31.8132 | 0.016234 | 0.56629 | 1
CIV | HIV | 31.8134 | 0.01631 | 0.5672 | 1
CIV | HIV | 31.9418 | 0.016387 | 0.56722 | 1
CIV | HIV | 32.1329 | 0.016465 | 0.56723 | 1
CIV | HIV | 32.2155 | 0.016542 | 0.56739 | 1
CIV | HIV | 32.4375 | 0.01662 | 0.5674 | 1
CIV | HIV | 32.493 | 0.016698 | 0.56741 | 1
CIV | HIV | 32.5455 | 0.016777 | 0.56742 | 1
CIV | HIV | 32.5723 | 0.016855 | 0.56743 | 1
CIV | HIV | 32.6093 | 0.016934 | 0.56755 | 1
CIV | HIV | 32.776 | 0.017013 | 0.56756 | 1
CIV | HIV | 32.799 | 0.017092 | 0.56819 | 1
CIV | HIV | 32.8088 | 0.017171 | 0.5682 | 1
CIV | HIV | 32.8501 | 0.01725 | 0.56824 | 1
CIV | HIV | 32.9591 | 0.017329 | 0.5683 | 1
CIV | HIV | 32.9737 | 0.017408 | 0.56833 | 1
CIV | HIV | 33.1544 | 0.017488 | 0.5684 | 1
CIV | HIV | 33.1829 | 0.017568 | 0.5684 | 1
CIV | HIV | 33.1851 | 0.017648 | 0.56842 | 1
CIV | HIV | 33.2451 | 0.017728 | 0.56865 | 1
CIV | HIV | 33.3167 | 0.017808 | 0.56871 | 1
CIV | HIV | 33.3659 | 0.017889 | 0.56892 | 1
CIV | HIV | 33.4239 | 0.017969 | 0.56951 | 1
CIV | HIV | 33.4377 | 0.018049 | 0.56954 | 1
CIV | HIV | 33.5472 | 0.01813 | 0.56958 | 1
CIV | HIV | 33.5795 | 0.018211 | 0.56959 | 1
CIV | HIV | 33.617 | 0.018292 | 0.56989 | 1
CIV | HIV | 33.6494 | 0.018373 | 0.57002 | 1
CIV | HIV | 33.9134 | 0.018455 | 0.57002 | 1
CIV | HIV | 33.9735 | 0.018536 | 0.57007 | 1
CIV | HIV | 33.9743 | 0.018618 | 0.57021 | 1
CIV | HIV | 34.1636 | 0.018701 | 0.57026 | 1
CIV | HIV | 34.5258 | 0.018784 | 0.57027 | 1
CIV | HIV | 34.5493 | 0.018867 | 0.57034 | 1
CIV | HIV | 34.5869 | 0.01895 | 0.57038 | 1
CIV | HIV | 34.7534 | 0.019034 | 0.57039 | 1
CIV | HIV | 34.7769 | 0.019117 | 0.57044 | 1
CIV | HIV | 34.9976 | 0.019202 | 0.57044 | 1
CIV | HIV | 35.0512 | 0.019286 | 0.57045 | 1
CIV | HIV | 35.1048 | 0.019371 | 0.57049 | 1
CIV | HIV | 35.133 | 0.019455 | 0.57071 | 1
CIV | HIV | 35.1965 | 0.01954 | 0.57073 | 1
CIV | HIV | 35.3575 | 0.019625 | 0.57073 | 1
CIV | HIV | 35.3723 | 0.01971 | 0.57076 | 1
CIV | HIV | 35.4806 | 0.019796 | 0.57079 | 1
CIV | HIV | 35.5734 | 0.019881 | 0.57079 | 1
CIV | HIV | 35.5764 | 0.019967 | 0.57081 | 1
CIV | HIV | 35.6127 | 0.020053 | 0.57082 | 1
CIV | HIV | 35.6322 | 0.020138 | 0.57083 | 1
CIV | HIV | 35.6354 | 0.020224 | 0.57086 | 1
CIV | HIV | 35.6437 | 0.02031 | 0.57087 | 1
CIV | HIV | 35.7675 | 0.020396 | 0.57125 | 1
CIV | HIV | 35.8764 | 0.020483 | 0.57126 | 1
CIV | HIV | 35.935 | 0.020569 | 0.57156 | 1
CIV | HIV | 35.9498 | 0.020656 | 0.57157 | 1
CIV | HIV | 36.1479 | 0.020743 | 0.57159 | 1
CIV | HIV | 36.2641 | 0.02083 | 0.57172 | 1
CIV | HIV | 36.4434 | 0.020918 | 0.57191 | 1
CIV | HIV | 36.4894 | 0.021006 | 0.57199 | 1
CIV | HIV | 36.5455 | 0.021093 | 0.57202 | 1
CIV | HIV | 36.6073 | 0.021182 | 0.57202 | 1
CIV | HIV | 36.9269 | 0.021271 | 0.57209 | 1
CIV | HIV | 37.053 | 0.02136 | 0.57212 | 1
CIV | HIV | 37.1263 | 0.021449 | 0.57213 | 1
CIV | HIV | 37.1752 | 0.021539 | 0.57226 | 1
CIV | HIV | 37.3304 | 0.021628 | 0.57227 | 1
CIV | HIV | 37.4216 | 0.021719 | 0.57235 | 1
CIV | HIV | 37.5333 | 0.021809 | 0.5724 | 1
CIV | HIV | 37.546 | 0.021899 | 0.57241 | 1
CIV | HIV | 37.8366 | 0.02199 | 0.57298 | 1
CIV | HIV | 38.1311 | 0.022082 | 0.57301 | 1
CIV | HIV | 38.2044 | 0.022174 | 0.57302 | 1
CIV | HIV | 38.2367 | 0.022266 | 0.57303 | 1
CIV | HIV | 38.3889 | 0.022359 | 0.57307 | 1
CIV | HIV | 38.5932 | 0.022452 | 0.57465 | 1
CIV | HIV | 38.7932 | 0.022545 | 0.57467 | 1
CIV | HIV | 38.7975 | 0.022638 | 0.57469 | 1
CIV | HIV | 38.8392 | 0.022732 | 0.57472 | 1
CIV | HIV | 39.0099 | 0.022826 | 0.57473 | 1
CIV | HIV | 39.0209 | 0.02292 | 0.57478 | 1
CIV | HIV | 39.2094 | 0.023014 | 0.57478 | 1
CIV | HIV | 39.5376 | 0.023109 | 0.57484 | 1
CIV | HIV | 39.5647 | 0.023205 | 0.57485 | 1
CIV | HIV | 39.6186 | 0.0233 | 0.57486 | 1
CIV | HIV | 39.6198 | 0.023395 | 0.57881 | 1
CIV | HIV | 39.7044 | 0.023491 | 0.57895 | 1
CIV | HIV | 39.8066 | 0.023587 | 0.57901 | 1
CIV | HIV | 39.8785 | 0.023683 | 0.57903 | 1
CIV | HIV | 39.8804 | 0.023779 | 0.57904 | 1
CIV | HIV | 39.9373 | 0.023875 | 0.57911 | 1
CIV | HIV | 39.9526 | 0.023971 | 0.57918 | 1
CIV | HIV | 39.9915 | 0.024067 | 0.57974 | 1
CIV | HIV | 40.1249 | 0.024164 | 0.57975 | 1
CIV | HIV | 40.2441 | 0.024261 | 0.57977 | 1
CIV | HIV | 40.2562 | 0.024358 | 0.58157 | 1
CIV | HIV | 40.3267 | 0.024455 | 0.58164 | 1
CIV | HIV | 40.4316 | 0.024552 | 0.58168 | 1
CIV | HIV | 40.4368 | 0.02465 | 0.5817 | 1
CIV | HIV | 40.4711 | 0.024747 | 0.58178 | 1
CIV | HIV | 40.4912 | 0.024844 | 0.58183 | 1
CIV | HIV | 40.7348 | 0.024943 | 0.58189 | 1
CIV | HIV | 40.9881 | 0.025041 | 0.58265 | 1
CIV | HIV | 41.0103 | 0.02514 | 0.58266 | 1
CIV | HIV | 41.1639 | 0.025239 | 0.58266 | 1
CIV | HIV | 41.1719 | 0.025338 | 0.58701 | 1
CIV | HIV | 41.3649 | 0.025438 | 0.58702 | 1
CIV | HIV | 41.4129 | 0.025537 | 0.58768 | 1
CIV | HIV | 41.5103 | 0.025637 | 0.58774 | 1
CIV | HIV | 41.5392 | 0.025737 | 0.58776 | 1
CIV | HIV | 41.6281 | 0.025838 | 0.58781 | 1
CIV | HIV | 41.837 | 0.025938 | 0.58788 | 1
CIV | HIV | 41.8789 | 0.026039 | 0.58788 | 1
CIV | HIV | 42.0658 | 0.02614 | 0.58789 | 1
CIV | HIV | 42.2368 | 0.026242 | 0.5879 | 1
CIV | HIV | 42.2996 | 0.026344 | 0.58793 | 1
CIV | HIV | 42.3001 | 0.026446 | 0.58799 | 1
CIV | HIV | 42.4688 | 0.026548 | 0.588 | 1
CIV | HIV | 42.4968 | 0.02665 | 0.58803 | 1
CIV | HIV | 42.5149 | 0.026753 | 0.58815 | 1
CIV | HIV | 42.5526 | 0.026855 | 0.58818 | 1
CIV | HIV | 42.6763 | 0.026958 | 0.58848 | 1
CIV | HIV | 42.7459 | 0.027061 | 0.58877 | 1
CIV | HIV | 42.7907 | 0.027164 | 0.58881 | 1
CIV | HIV | 42.8036 | 0.027267 | 0.58884 | 1
CIV | HIV | 42.8986 | 0.02737 | 0.58886 | 1
CIV | HIV | 43.0723 | 0.027474 | 0.58887 | 1
CIV | HIV | 43.0808 | 0.027578 | 0.58888 | 1
CIV | HIV | 43.1691 | 0.027681 | 0.5889 | 1
CIV | HIV | 43.1913 | 0.027785 | 0.58897 | 1
CIV | HIV | 43.2285 | 0.02789 | 0.58899 | 1
CIV | HIV | 43.2966 | 0.027994 | 0.5892 | 1
CIV | HIV | 43.3303 | 0.028098 | 0.5892 | 1
CIV | HIV | 43.3357 | 0.028202 | 0.58933 | 1
CIV | HIV | 43.4224 | 0.028307 | 0.58937 | 1
CIV | HIV | 43.493 | 0.028412 | 0.58991 | 1
CIV | HIV | 43.5487 | 0.028516 | 0.58992 | 1
CIV | HIV | 43.5991 | 0.028621 | 0.59181 | 1
CIV | HIV | 43.7642 | 0.028727 | 0.59182 | 1
CIV | HIV | 43.8389 | 0.028832 | 0.59236 | 1
CIV | HIV | 44.1341 | 0.028939 | 0.59263 | 1
CIV | HIV | 44.2188 | 0.029045 | 0.59264 | 1
CIV | HIV | 44.4225 | 0.029152 | 0.59265 | 1
CIV | HIV | 44.4564 | 0.029259 | 0.5927 | 1
CIV | HIV | 44.4973 | 0.029366 | 0.59273 | 1
CIV | HIV | 44.4983 | 0.029473 | 0.59276 | 1
CIV | HIV | 44.5023 | 0.02958 | 0.59363 | 1
CIV | HIV | 44.5366 | 0.029688 | 0.59369 | 1
CIV | HIV | 44.6065 | 0.029795 | 0.59371 | 1
CIV | HIV | 44.6402 | 0.029902 | 0.59378 | 1
CIV | HIV | 44.6965 | 0.03001 | 0.59415 | 1
CIV | HIV | 44.7107 | 0.030118 | 0.5942 | 1
CIV | HIV | 44.7132 | 0.030225 | 0.5943 | 1
CIV | HIV | 44.7771 | 0.030333 | 0.59433 | 1
CIV | HIV | 44.8544 | 0.030441 | 0.59435 | 1
CIV | HIV | 44.8731 | 0.030549 | 0.59436 | 1
CIV | HIV | 44.8867 | 0.030657 | 0.59437 | 1
CIV | HIV | 44.8901 | 0.030765 | 0.59438 | 1
CIV | HIV | 45.0004 | 0.030874 | 0.5945 | 1
CIV | HIV | 45.2258 | 0.030983 | 0.59856 | 1
CIV | HIV | 45.3409 | 0.031092 | 0.59872 | 1
CIV | HIV | 45.3563 | 0.031201 | 0.59943 | 1
CIV | HIV | 45.4233 | 0.03131 | 0.59943 | 1
CIV | HIV | 45.573 | 0.03142 | 0.59951 | 1
CIV | HIV | 45.6139 | 0.03153 | 0.59988 | 1
CIV | HIV | 45.6534 | 0.03164 | 0.60043 | 1
CIV | HIV | 45.6704 | 0.03175 | 0.60091 | 1
CIV | HIV | 45.7347 | 0.03186 | 0.60094 | 1
CIV | HIV | 45.9431 | 0.03197 | 0.60095 | 1
CIV | HIV | 45.9588 | 0.032081 | 0.60112 | 1
CIV | HIV | 45.9805 | 0.032192 | 0.60114 | 1
CIV | HIV | 46.0462 | 0.032303 | 0.60117 | 1
CIV | HIV | 46.0582 | 0.032413 | 0.60127 | 1
CIV | HIV | 46.0931 | 0.032524 | 0.60137 | 1
CIV | HIV | 46.1151 | 0.032635 | 0.60139 | 1
CIV | HIV | 46.6423 | 0.032748 | 0.60216 | 1
CIV | HIV | 46.7819 | 0.03286 | 0.60218 | 1
CIV | HIV | 46.9526 | 0.032973 | 0.60218 | 1
CIV | HIV | 47.1542 | 0.033087 | 0.60219 | 1
CIV | HIV | 47.1607 | 0.0332 | 0.60221 | 1
CIV | HIV | 47.3127 | 0.033314 | 0.60228 | 1
CIV | HIV | 47.3236 | 0.033428 | 0.60257 | 1
CIV | HIV | 47.5085 | 0.033543 | 0.60257 | 1
CIV | HIV | 47.533 | 0.033657 | 0.60258 | 1
CIV | HIV | 47.648 | 0.033772 | 0.60258 | 1
CIV | HIV | 47.8056 | 0.033887 | 0.6026 | 1
CIV | HIV | 47.8768 | 0.034002 | 0.60263 | 1
CIV | HIV | 47.9605 | 0.034118 | 0.60265 | 1
CIV | HIV | 48.0171 | 0.034233 | 0.60266 | 1
CIV | HIV | 48.0728 | 0.034349 | 0.60292 | 1
CIV | HIV | 48.2116 | 0.034465 | 0.60324 | 1
CIV | HIV | 48.398 | 0.034582 | 0.60332 | 1
CIV | HIV | 48.4486 | 0.034698 | 0.60333 | 1
CIV | HIV | 48.494 | 0.034815 | 0.60451 | 1
CIV | HIV | 48.9368 | 0.034933 | 0.60523 | 1
CIV | HIV | 49.0281 | 0.035051 | 0.60523 | 1
CIV | HIV | 49.0539 | 0.035169 | 0.60582 | 1
CIV | HIV | 49.0632 | 0.035287 | 0.60584 | 1
CIV | HIV | 49.0983 | 0.035405 | 0.60586 | 1
CIV | HIV | 49.2342 | 0.035524 | 0.60587 | 1
CIV | HIV | 49.4547 | 0.035643 | 0.60595 | 1
CIV | HIV | 49.4598 | 0.035762 | 0.60607 | 1
CIV | HIV | 49.5078 | 0.035881 | 0.60608 | 1
CIV | HIV | 49.6055 | 0.036 | 0.60623 | 1
CIV | HIV | 49.6298 | 0.03612 | 0.60632 | 1
CIV | HIV | 49.6522 | 0.036239 | 0.60633 | 1
CIV | HIV | 49.7588 | 0.036359 | 0.60775 | 1
CIV | HIV | 49.7593 | 0.036479 | 0.6082 | 1
CIV | HIV | 49.7768 | 0.036599 | 0.6082 | 1
CIV | HIV | 49.7954 | 0.036719 | 0.60823 | 1
CIV | HIV | 49.802 | 0.036839 | 0.60826 | 1
CIV | HIV | 49.8452 | 0.036959 | 0.60856 | 1
CIV | HIV | 49.8756 | 0.037079 | 0.60858 | 1
CIV | HIV | 49.9433 | 0.037199 | 0.61102 | 1
CIV | HIV | 49.9555 | 0.037319 | 0.61107 | 1
CIV | HIV | 50.0453 | 0.03744 | 0.61119 | 1
CIV | HIV | 50.2191 | 0.037561 | 0.61123 | 1
CIV | HIV | 50.3322 | 0.037682 | 0.61124 | 1
CIV | HIV | 50.3645 | 0.037803 | 0.61125 | 1
CIV | HIV | 50.3666 | 0.037924 | 0.61129 | 1
CIV | HIV | 50.6156 | 0.038046 | 0.6115 | 1
CIV | HIV | 50.6499 | 0.038168 | 0.61169 | 1
CIV | HIV | 51.1611 | 0.038291 | 0.61181 | 1
CIV | HIV | 51.1651 | 0.038414 | 0.6136 | 1
CIV | HIV | 51.2235 | 0.038538 | 0.6136 | 1
CIV | HIV | 51.3086 | 0.038661 | 0.61365 | 1
CIV | HIV | 51.3449 | 0.038785 | 0.61366 | 1
CIV | HIV | 51.3711 | 0.038909 | 0.61403 | 1
CIV | HIV | 51.4955 | 0.039033 | 0.61457 | 1
CIV | HIV | 51.522 | 0.039157 | 0.61459 | 1
CIV | HIV | 51.6763 | 0.039281 | 0.61461 | 1
CIV | HIV | 51.6867 | 0.039405 | 0.61464 | 1
CIV | HIV | 51.6887 | 0.03953 | 0.61469 | 1
CIV | HIV | 51.7907 | 0.039655 | 0.61471 | 1
CIV | HIV | 51.9419 | 0.03978 | 0.61477 | 1
CIV | HIV | 52.0237 | 0.039905 | 0.61479 | 1
CIV | HIV | 52.0248 | 0.04003 | 0.61488 | 1
CIV | HIV | 52.0801 | 0.040155 | 0.61496 | 1
CIV | HIV | 52.3226 | 0.040281 | 0.61528 | 1
CIV | HIV | 52.3528 | 0.040407 | 0.61533 | 1
CIV | HIV | 52.4517 | 0.040534 | 0.61535 | 1
CIV | HIV | 52.7458 | 0.040661 | 0.61544 | 1
CIV | HIV | 52.9902 | 0.040788 | 0.61639 | 1
CIV | HIV | 53.0157 | 0.040916 | 0.61641 | 1
CIV | HIV | 53.1485 | 0.041044 | 0.61643 | 1
CIV | HIV | 53.1564 | 0.041172 | 0.61643 | 1
CIV | HIV | 53.2379 | 0.0413 | 0.61647 | 1
CIV | HIV | 53.3435 | 0.041428 | 0.61648 | 1
CIV | HIV | 53.4733 | 0.041557 | 0.61655 | 1
CIV | HIV | 53.5387 | 0.041686 | 0.61676 | 1
CIV | HIV | 53.5552 | 0.041815 | 0.61678 | 1
CIV | HIV | 53.6433 | 0.041944 | 0.61948 | 1
CIV | HIV | 53.6721 | 0.042073 | 0.6195 | 1
CIV | HIV | 53.7412 | 0.042203 | 0.61953 | 1
CIV | HIV | 53.768 | 0.042332 | 0.61957 | 1
CIV | HIV | 53.7992 | 0.042462 | 0.61963 | 1
CIV | HIV | 53.8325 | 0.042591 | 0.61967 | 1
CIV | HIV | 53.9098 | 0.042721 | 0.61967 | 1
CIV | HIV | 53.932 | 0.042851 | 0.62165 | 1
CIV | HIV | 53.9378 | 0.042981 | 0.62175 | 1
CIV | HIV | 53.9525 | 0.043111 | 0.62177 | 1
CIV | HIV | 54.0358 | 0.043241 | 0.62179 | 1
CIV | HIV | 54.2671 | 0.043371 | 0.62183 | 1
CIV | HIV | 54.3074 | 0.043502 | 0.62184 | 1
CIV | HIV | 54.3451 | 0.043633 | 0.62193 | 1
CIV | HIV | 54.3704 | 0.043764 | 0.62202 | 1
CIV | HIV | 54.3972 | 0.043895 | 0.62205 | 1
CIV | HIV | 54.4832 | 0.044026 | 0.62276 | 1
CIV | HIV | 54.611 | 0.044158 | 0.62641 | 1
CIV | HIV | 54.7771 | 0.044289 | 0.62664 | 1
CIV | HIV | 54.8085 | 0.044421 | 0.62664 | 1
CIV | HIV | 54.8324 | 0.044553 | 0.62665 | 1
CIV | HIV | 54.8838 | 0.044685 | 0.62675 | 1
CIV | HIV | 54.9992 | 0.044818 | 0.62678 | 1
CIV | HIV | 55.0008 | 0.04495 | 0.62679 | 1
CIV | HIV | 55.0019 | 0.045083 | 0.62742 | 1
CIV | HIV | 55.0392 | 0.045215 | 0.62743 | 1
CIV | HIV | 55.0939 | 0.045348 | 0.6275 | 1
CIV | HIV | 55.1856 | 0.045481 | 0.62751 | 1
CIV | HIV | 55.4594 | 0.045614 | 0.62752 | 1
CIV | HIV | 55.6114 | 0.045748 | 0.62754 | 1
CIV | HIV | 55.6272 | 0.045882 | 0.62769 | 1
CIV | HIV | 55.702 | 0.046016 | 0.62772 | 1
CIV | HIV | 56.0187 | 0.046151 | 0.62772 | 1
CIV | HIV | 56.0933 | 0.046286 | 0.62846 | 1
CIV | HIV | 56.1683 | 0.046421 | 0.62846 | 1
CIV | HIV | 56.2241 | 0.046557 | 0.62873 | 1
CIV | HIV | 56.734 | 0.046693 | 0.62887 | 1
CIV | HIV | 56.8985 | 0.04683 | 0.62887 | 1
CIV | HIV | 56.9584 | 0.046967 | 0.6289 | 1
CIV | HIV | 57.1064 | 0.047105 | 0.62893 | 1
CIV | HIV | 57.2539 | 0.047243 | 0.62898 | 1
CIV | HIV | 57.3098 | 0.047381 | 0.62902 | 1
CIV | HIV | 57.3155 | 0.047519 | 0.62911 | 1
CIV | HIV | 57.4139 | 0.047657 | 0.62911 | 1
CIV | HIV | 57.4446 | 0.047795 | 0.62914 | 1
CIV | HIV | 57.4565 | 0.047933 | 0.63042 | 1
CIV | HIV | 57.5905 | 0.048072 | 0.63043 | 1
CIV | HIV | 57.6168 | 0.048211 | 0.63048 | 1
CIV | HIV | 57.6382 | 0.04835 | 0.6318 | 1
CIV | HIV | 57.8642 | 0.048489 | 0.63201 | 1
CIV | HIV | 58.1822 | 0.048629 | 0.63208 | 1
CIV | HIV | 58.2173 | 0.048769 | 0.63209 | 1
CIV | HIV | 58.3831 | 0.04891 | 0.63212 | 1
CIV | HIV | 58.4458 | 0.04905 | 0.63331 | 1
CIV | HIV | 58.4843 | 0.049191 | 0.63338 | 1
CIV | HIV | 58.8156 | 0.049333 | 0.63344 | 1
CIV | HIV | 59.0518 | 0.049475 | 0.63358 | 1
CIV | HIV | 59.1925 | 0.049617 | 0.63365 | 1
CIV | HIV | 59.288 | 0.04976 | 0.63366 | 1
CIV | HIV | 59.3124 | 0.049903 | 0.63383 | 1
CIV | HIV | 59.3823 | 0.050046 | 0.6347 | 1
CIV | HIV | 59.4482 | 0.050189 | 0.63471 | 1
CIV | HIV | 59.4747 | 0.050332 | 0.63471 | 1
CIV | HIV | 59.4921 | 0.050475 | 0.63472 | 1
CIV | HIV | 59.7571 | 0.050619 | 0.63475 | 1
CIV | HIV | 59.7933 | 0.050763 | 0.63479 | 1
CIV | HIV | 59.8291 | 0.050907 | 0.63592 | 1
CIV | HIV | 59.8538 | 0.051051 | 0.63592 | 1
CIV | HIV | 59.9262 | 0.051196 | 0.63595 | 1
CIV | HIV | 59.9747 | 0.05134 | 0.63596 | 1
CIV | HIV | 60.1408 | 0.051485 | 0.63597 | 1
CIV | HIV | 60.2305 | 0.05163 | 0.63606 | 1
CIV | HIV | 60.2781 | 0.051775 | 0.63606 | 1
CIV | HIV | 60.3563 | 0.05192 | 0.63608 | 1
CIV | HIV | 60.4805 | 0.052066 | 0.63617 | 1
CIV | HIV | 60.7026 | 0.052212 | 0.6362 | 1
CIV | HIV | 60.7868 | 0.052358 | 0.63621 | 1
CIV | HIV | 60.9724 | 0.052505 | 0.63626 | 1
CIV | HIV | 60.9756 | 0.052652 | 0.63628 | 1
CIV | HIV | 61.0098 | 0.052799 | 0.63635 | 1
CIV | HIV | 61.192 | 0.052946 | 0.63639 | 1
CIV | HIV | 61.2164 | 0.053094 | 0.63644 | 1
CIV | HIV | 61.2916 | 0.053241 | 0.63671 | 1
CIV | HIV | 61.449 | 0.053389 | 0.63674 | 1
CIV | HIV | 61.4871 | 0.053537 | 0.63689 | 1
CIV | HIV | 61.6345 | 0.053685 | 0.63691 | 1
CIV | HIV | 61.8682 | 0.053834 | 0.63704 | 1
CIV | HIV | 62.0646 | 0.053984 | 0.63706 | 1
CIV | HIV | 62.0865 | 0.054133 | 0.63738 | 1
CIV | HIV | 62.1691 | 0.054283 | 0.63741 | 1
CIV | HIV | 62.4115 | 0.054433 | 0.63743 | 1
CIV | HIV | 62.433 | 0.054583 | 0.63746 | 1
CIV | HIV | 62.6453 | 0.054734 | 0.63751 | 1
CIV | HIV | 62.7482 | 0.054885 | 0.63754 | 1
CIV | HIV | 62.7867 | 0.055037 | 0.63758 | 1
CIV | HIV | 62.8675 | 0.055188 | 0.63833 | 1
CIV | HIV | 62.9082 | 0.055339 | 0.63845 | 1
CIV | HIV | 62.9377 | 0.055491 | 0.63845 | 1
CIV | HIV | 62.9517 | 0.055642 | 0.63847 | 1
CIV | HIV | 62.9846 | 0.055794 | 0.63847 | 1
CIV | HIV | 63.1576 | 0.055946 | 0.63857 | 1
CIV | HIV | 63.1972 | 0.056098 | 0.63922 | 1
CIV | HIV | 63.2854 | 0.056251 | 0.63966 | 1
CIV | HIV | 63.5293 | 0.056404 | 0.64015 | 1
CIV | HIV | 63.5624 | 0.056557 | 0.64019 | 1
CIV | HIV | 63.5756 | 0.05671 | 0.6402 | 1
CIV | HIV | 63.7536 | 0.056863 | 0.64042 | 1
CIV | HIV | 63.7607 | 0.057017 | 0.64044 | 1
CIV | HIV | 63.792 | 0.05717 | 0.64047 | 1
CIV | HIV | 63.7938 | 0.057324 | 0.64058 | 1
CIV | HIV | 63.8512 | 0.057477 | 0.6406 | 1
CIV | HIV | 63.8644 | 0.057631 | 0.64112 | 1
CIV | HIV | 63.8822 | 0.057785 | 0.64123 | 1
CIV | HIV | 64.0991 | 0.057939 | 0.6413 | 1
CIV | HIV | 64.73 | 0.058095 | 0.64139 | 1
CIV | HIV | 64.7915 | 0.058251 | 0.64234 | 1
CIV | HIV | 64.9583 | 0.058408 | 0.64238 | 1
CIV | HIV | 65.1324 | 0.058564 | 0.64241 | 1
CIV | HIV | 65.1529 | 0.058721 | 0.64243 | 1
CIV | HIV | 65.246 | 0.058878 | 0.64245 | 1
CIV | HIV | 65.2765 | 0.059035 | 0.64246 | 1
CIV | HIV | 65.3003 | 0.059193 | 0.64248 | 1
CIV | HIV | 65.5926 | 0.059351 | 0.64292 | 1
CIV | HIV | 65.6217 | 0.059509 | 0.64292 | 1
CIV | HIV | 65.7659 | 0.059667 | 0.64293 | 1
CIV | HIV | 65.8194 | 0.059825 | 0.64294 | 1
CIV | HIV | 66.0856 | 0.059984 | 0.64296 | 1
CIV | HIV | 66.1619 | 0.060144 | 0.6432 | 1
CIV | HIV | 66.3704 | 0.060303 | 0.64586 | 1
CIV | HIV | 66.429 | 0.060463 | 0.64589 | 1
CIV | HIV | 66.4973 | 0.060623 | 0.64591 | 1
CIV | HIV | 66.8525 | 0.060784 | 0.646 | 1
CIV | HIV | 67.0956 | 0.060946 | 0.64609 | 1
CIV | HIV | 67.1043 | 0.061108 | 0.64614 | 1
CIV | HIV | 67.3105 | 0.06127 | 0.64616 | 1
CIV | HIV | 67.4258 | 0.061432 | 0.6462 | 1
CIV | HIV | 67.7369 | 0.061595 | 0.64634 | 1
CIV | HIV | 67.8661 | 0.061758 | 0.64638 | 1
CIV | HIV | 67.8995 | 0.061922 | 0.64653 | 1
CIV | HIV | 67.9377 | 0.062085 | 0.64673 | 1
CIV | HIV | 67.9879 | 0.062249 | 0.64677 | 1
CIV | HIV | 68.3282 | 0.062414 | 0.64681 | 1
CIV | HIV | 68.586 | 0.062579 | 0.64682 | 1
CIV | HIV | 68.808 | 0.062744 | 0.64727 | 1
CIV | HIV | 69.2015 | 0.062911 | 0.64735 | 1
CIV | HIV | 69.3378 | 0.063078 | 0.64741 | 1
CIV | HIV | 69.4701 | 0.063245 | 0.64745 | 1
CIV | HIV | 69.5709 | 0.063413 | 0.64747 | 1
CIV | HIV | 69.595 | 0.06358 | 0.64768 | 1
CIV | HIV | 69.8051 | 0.063748 | 0.64768 | 1
CIV | HIV | 69.965 | 0.063917 | 0.64771 | 1
CIV | HIV | 70.1487 | 0.064086 | 0.64772 | 1
CIV | HIV | 70.2867 | 0.064255 | 0.64777 | 1
CIV | HIV | 70.3067 | 0.064424 | 0.64795 | 1
CIV | HIV | 70.3367 | 0.064593 | 0.64795 | 1
CIV | HIV | 70.4477 | 0.064763 | 0.64796 | 1
CIV | HIV | 70.4505 | 0.064933 | 0.64799 | 1
CIV | HIV | 70.5875 | 0.065102 | 0.64803 | 1
CIV | HIV | 70.6566 | 0.065273 | 0.6481 | 1
CIV | HIV | 70.9678 | 0.065443 | 0.64817 | 1
CIV | HIV | 70.9915 | 0.065614 | 0.6482 | 1
CIV | HIV | 71.1823 | 0.065786 | 0.6482 | 1
CIV | HIV | 71.4475 | 0.065958 | 0.64827 | 1
CIV | HIV | 71.6739 | 0.06613 | 0.6484 | 1
CIV | HIV | 71.7633 | 0.066303 | 0.65703 | 1
CIV | HIV | 71.7933 | 0.066476 | 0.65723 | 1
CIV | HIV | 71.88 | 0.066649 | 0.65781 | 1
CIV | HIV | 71.9043 | 0.066822 | 0.65781 | 1
CIV | HIV | 72.0079 | 0.066995 | 0.65816 | 1
CIV | HIV | 72.0195 | 0.067169 | 0.65817 | 1
CIV | HIV | 72.1649 | 0.067343 | 0.65834 | 1
CIV | HIV | 72.2953 | 0.067517 | 0.65837 | 1
CIV | HIV | 72.5172 | 0.067691 | 0.65838 | 1
CIV | HIV | 72.5556 | 0.067866 | 0.65872 | 1
CIV | HIV | 72.6251 | 0.068041 | 0.65889 | 1
CIV | HIV | 72.6389 | 0.068216 | 0.65891 | 1
CIV | HIV | 72.7591 | 0.068391 | 0.66005 | 1
CIV | HIV | 72.83 | 0.068566 | 0.66006 | 1
CIV | HIV | 72.8812 | 0.068741 | 0.6601 | 1
CIV | HIV | 72.8943 | 0.068917 | 0.6601 | 1
CIV | HIV | 72.9691 | 0.069093 | 0.66013 | 1
CIV | HIV | 72.9807 | 0.069268 | 0.66016 | 1
CIV | HIV | 73.0631 | 0.069444 | 0.66019 | 1
CIV | HIV | 73.0825 | 0.06962 | 0.66038 | 1
CIV | HIV | 73.2358 | 0.069797 | 0.66041 | 1
CIV | HIV | 73.4487 | 0.069973 | 0.66066 | 1
CIV | HIV | 73.7054 | 0.070151 | 0.66068 | 1
CIV | HIV | 73.9759 | 0.070329 | 0.66074 | 1
CIV | HIV | 74.095 | 0.070507 | 0.66075 | 1
CIV | HIV | 74.2633 | 0.070686 | 0.66081 | 1
CIV | HIV | 74.4049 | 0.070865 | 0.66085 | 1
CIV | HIV | 74.4373 | 0.071044 | 0.66234 | 1
CIV | HIV | 74.4849 | 0.071224 | 0.66241 | 1
CIV | HIV | 74.5993 | 0.071403 | 0.66244 | 1
CIV | HIV | 74.8294 | 0.071583 | 0.66244 | 1
CIV | HIV | 74.8346 | 0.071764 | 0.66248 | 1
CIV | HIV | 74.8358 | 0.071944 | 0.66251 | 1
CIV | HIV | 74.855 | 0.072124 | 0.66251 | 1
CIV | HIV | 74.9119 | 0.072304 | 0.66255 | 1
CIV | HIV | 75.0369 | 0.072485 | 0.66259 | 1
CIV | HIV | 75.2074 | 0.072666 | 0.66279 | 1
CIV | HIV | 75.2188 | 0.072847 | 0.66281 | 1
CIV | HIV | 75.308 | 0.073028 | 0.66281 | 1
CIV | HIV | 75.3368 | 0.07321 | 0.66282 | 1
CIV | HIV | 75.373 | 0.073391 | 0.66284 | 1
CIV | HIV | 75.427 | 0.073573 | 0.66285 | 1
CIV | HIV | 75.4327 | 0.073754 | 0.66304 | 1
CIV | HIV | 75.716 | 0.073937 | 0.66316 | 1
CIV | HIV | 75.7453 | 0.074119 | 0.66321 | 1
CIV | HIV | 75.7705 | 0.074301 | 0.66323 | 1
CIV | HIV | 75.9889 | 0.074484 | 0.66323 | 1
CIV | HIV | 76.1683 | 0.074668 | 0.66325 | 1
CIV | HIV | 76.2663 | 0.074851 | 0.66326 | 1
CIV | HIV | 76.2906 | 0.075035 | 0.66327 | 1
CIV | HIV | 76.3772 | 0.075219 | 0.66344 | 1
CIV | HIV | 76.3835 | 0.075403 | 0.66344 | 1
CIV | HIV | 76.395 | 0.075587 | 0.66345 | 1
CIV | HIV | 76.4135 | 0.075771 | 0.6635 | 1
CIV | HIV | 76.4593 | 0.075955 | 0.66376 | 1
CIV | HIV | 76.4879 | 0.076139 | 0.66377 | 1
CIV | HIV | 76.8836 | 0.076324 | 0.66397 | 1
CIV | HIV | 77.2921 | 0.07651 | 0.66398 | 1
CIV | HIV | 77.3107 | 0.076696 | 0.66419 | 1
CIV | HIV | 77.9445 | 0.076884 | 0.6642 | 1
CIV | HIV | 78.0196 | 0.077072 | 0.66428 | 1
CIV | HIV | 78.264 | 0.07726 | 0.66434 | 1
CIV | HIV | 78.2929 | 0.077449 | 0.66448 | 1
CIV | HIV | 78.482 | 0.077638 | 0.66452 | 1
CIV | HIV | 78.9162 | 0.077828 | 0.66484 | 1
CIV | HIV | 79.0532 | 0.078018 | 0.66485 | 1
CIV | HIV | 79.4623 | 0.078209 | 0.66495 | 1
CIV | HIV | 79.4728 | 0.078401 | 0.66496 | 1
CIV | HIV | 79.5974 | 0.078592 | 0.66503 | 1
CIV | HIV | 79.6575 | 0.078784 | 0.66504 | 1
CIV | HIV | 80.043 | 0.078977 | 0.66506 | 1
CIV | HIV | 80.1601 | 0.07917 | 0.66519 | 1
CIV | HIV | 80.1724 | 0.079363 | 0.66522 | 1
CIV | HIV | 80.1937 | 0.079556 | 0.66536 | 1
CIV | HIV | 80.2115 | 0.079749 | 0.6654 | 1
CIV | HIV | 80.5369 | 0.079943 | 0.66541 | 1
CIV | HIV | 80.8228 | 0.080137 | 0.66541 | 1
CIV | HIV | 80.9393 | 0.080332 | 0.66541 | 1
CIV | HIV | 81.0253 | 0.080527 | 0.66542 | 1
CIV | HIV | 81.0584 | 0.080722 | 0.66543 | 1
CIV | HIV | 81.1014 | 0.080918 | 0.66543 | 1
CIV | HIV | 81.123 | 0.081113 | 0.66543 | 1
CIV | HIV | 81.4181 | 0.081309 | 0.66754 | 1
CIV | HIV | 81.6869 | 0.081506 | 0.66754 | 1
CIV | HIV | 81.8063 | 0.081702 | 0.66759 | 1
CIV | HIV | 81.8666 | 0.0819 | 0.66766 | 1
CIV | HIV | 81.8821 | 0.082097 | 0.66769 | 1
CIV | HIV | 81.9935 | 0.082294 | 0.66771 | 1
CIV | HIV | 82.0488 | 0.082492 | 0.66771 | 1
CIV | HIV | 82.3598 | 0.08269 | 0.66778 | 1
CIV | HIV | 82.3959 | 0.082888 | 0.66787 | 1
CIV | HIV | 82.3962 | 0.083087 | 0.66796 | 1
CIV | HIV | 82.4059 | 0.083285 | 0.66797 | 1
CIV | HIV | 82.4586 | 0.083484 | 0.66802 | 1
CIV | HIV | 82.4819 | 0.083682 | 0.66831 | 1
CIV | HIV | 82.5521 | 0.083881 | 0.66835 | 1
CIV | HIV | 82.8054 | 0.08408 | 0.66836 | 1
CIV | HIV | 82.8588 | 0.08428 | 0.66843 | 1
CIV | HIV | 82.9423 | 0.084479 | 0.66847 | 1
CIV | HIV | 83.1435 | 0.08468 | 0.66858 | 1
CIV | HIV | 83.569 | 0.084881 | 0.67043 | 1
CIV | HIV | 83.9021 | 0.085083 | 0.67061 | 1
CIV | HIV | 83.993 | 0.085285 | 0.67061 | 1
CIV | HIV | 84.2031 | 0.085488 | 0.67068 | 1
CIV | HIV | 84.5447 | 0.085691 | 0.67073 | 1
CIV | HIV | 84.5876 | 0.085895 | 0.67074 | 1
CIV | HIV | 84.7664 | 0.086099 | 0.67077 | 1
CIV | HIV | 84.7769 | 0.086303 | 0.67077 | 1
CIV | HIV | 85.3092 | 0.086508 | 0.67078 | 1
CIV | HIV | 85.4496 | 0.086714 | 0.67081 | 1
CIV | HIV | 85.4699 | 0.08692 | 0.67123 | 1
CIV | HIV | 86.0778 | 0.087127 | 0.67124 | 1
CIV | HIV | 86.1725 | 0.087335 | 0.67133 | 1
CIV | HIV | 86.2198 | 0.087542 | 0.67135 | 1
CIV | HIV | 86.396 | 0.08775 | 0.67144 | 1
CIV | HIV | 86.4292 | 0.087958 | 0.67144 | 1
CIV | HIV | 86.5058 | 0.088166 | 0.67546 | 1
CIV | HIV | 86.7986 | 0.088375 | 0.67557 | 1
CIV | HIV | 86.8901 | 0.088585 | 0.67559 | 1
CIV | HIV | 86.9072 | 0.088794 | 0.6756 | 1
CIV | HIV | 86.9176 | 0.089003 | 0.6756 | 1
CIV | HIV | 86.9196 | 0.089212 | 0.6756 | 1
CIV | HIV | 87.2257 | 0.089422 | 0.67584 | 1
CIV | HIV | 87.4318 | 0.089633 | 0.67587 | 1
CIV | HIV | 87.6221 | 0.089844 | 0.676 | 1
CIV | HIV | 87.6732 | 0.090055 | 0.67638 | 1
CIV | HIV | 87.7285 | 0.090266 | 0.67642 | 1
CIV | HIV | 87.7504 | 0.090477 | 0.67676 | 1
CIV | HIV | 87.802 | 0.090689 | 0.67677 | 1
CIV | HIV | 88.0955 | 0.090901 | 0.67885 | 1
CIV | HIV | 88.1834 | 0.091113 | 0.67885 | 1
CIV | HIV | 88.2877 | 0.091326 | 0.67889 | 1
CIV | HIV | 88.3441 | 0.091538 | 0.6789 | 1
CIV | HIV | 88.6982 | 0.091752 | 0.6789 | 1
CIV | HIV | 88.7559 | 0.091966 | 0.6794 | 1
CIV | HIV | 88.7696 | 0.092179 | 0.67941 | 1
CIV | HIV | 88.9103 | 0.092393 | 0.67949 | 1
CIV | HIV | 88.9498 | 0.092607 | 0.67953 | 1
CIV | HIV | 89.0276 | 0.092822 | 0.67957 | 1
CIV | HIV | 89.0983 | 0.093036 | 0.67959 | 1
CIV | HIV | 89.155 | 0.093251 | 0.68004 | 1
CIV | HIV | 89.1578 | 0.093466 | 0.68012 | 1
CIV | HIV | 89.1916 | 0.09368 | 0.68012 | 1
CIV | HIV | 89.2586 | 0.093895 | 0.68045 | 1
CIV | HIV | 89.265 | 0.09411 | 0.68045 | 1
CIV | HIV | 89.385 | 0.094325 | 0.6805 | 1
CIV | HIV | 89.394 | 0.09454 | 0.68239 | 1
CIV | HIV | 89.4083 | 0.094756 | 0.68265 | 1
CIV | HIV | 89.5134 | 0.094971 | 0.6828 | 1
CIV | HIV | 89.6013 | 0.095187 | 0.6828 | 1
CIV | HIV | 89.64 | 0.095403 | 0.68291 | 1
CIV | HIV | 89.7476 | 0.095619 | 0.68445 | 1
CIV | HIV | 89.8951 | 0.095835 | 0.68505 | 1
CIV | HIV | 89.9685 | 0.096052 | 0.68506 | 1
CIV | HIV | 90.0276 | 0.096269 | 0.6851 | 1
CIV | HIV | 90.0601 | 0.096485 | 0.68516 | 1
CIV | HIV | 90.2134 | 0.096703 | 0.68529 | 1
CIV | HIV | 90.3129 | 0.09692 | 0.68532 | 1
CIV | HIV | 91.2502 | 0.09714 | 0.68958 | 1
CIV | HIV | 91.2507 | 0.097359 | 0.68972 | 1
CIV | HIV | 91.3937 | 0.097579 | 0.69003 | 1
CIV | HIV | 91.5145 | 0.0978 | 0.69013 | 1
CIV | HIV | 91.8047 | 0.098021 | 0.69017 | 1
CIV | HIV | 92.2709 | 0.098243 | 0.69037 | 1
CIV | HIV | 92.344 | 0.098465 | 0.69039 | 1
CIV | HIV | 92.4365 | 0.098688 | 0.69082 | 1
CIV | HIV | 92.6631 | 0.098911 | 0.69083 | 1
CIV | HIV | 92.7502 | 0.099134 | 0.69104 | 1
CIV | HIV | 92.8651 | 0.099358 | 0.69124 | 1
CIV | HIV | 92.9443 | 0.099581 | 0.69125 | 1
CIV | HIV | 92.9581 | 0.099805 | 0.69131 | 1
CIV | HIV | 92.9711 | 0.10003 | 0.69625 | 1
CIV | HIV | 93.1454 | 0.10025 | 0.69626 | 1
CIV | HIV | 93.3143 | 0.10048 | 0.69628 | 1
CIV | HIV | 93.3835 | 0.1007 | 0.69632 | 1
CIV | HIV | 93.5061 | 0.10093 | 0.69635 | 1
CIV | HIV | 93.5741 | 0.10115 | 0.69645 | 1
CIV | HIV | 93.6997 | 0.10138 | 0.69652 | 1
CIV | HIV | 93.7304 | 0.1016 | 0.69691 | 1
CIV | HIV | 93.8659 | 0.10183 | 0.69692 | 1
CIV | HIV | 94.0416 | 0.10206 | 0.69696 | 1
CIV | HIV | 94.0595 | 0.10228 | 0.69697 | 1
CIV | HIV | 94.0702 | 0.10251 | 0.69697 | 1
CIV | HIV | 94.5648 | 0.10274 | 0.69698 | 1
CIV | HIV | 94.5887 | 0.10297 | 0.69708 | 1
CIV | HIV | 94.6828 | 0.10319 | 0.69708 | 1
CIV | HIV | 94.7127 | 0.10342 | 0.70019 | 1
CIV | HIV | 94.7144 | 0.10365 | 0.7002 | 1
CIV | HIV | 94.7982 | 0.10388 | 0.70026 | 1
CIV | HIV | 94.8703 | 0.10411 | 0.70027 | 1
CIV | HIV | 94.9423 | 0.10433 | 0.7069 | 1
CIV | HIV | 94.9866 | 0.10456 | 0.70691 | 1
CIV | HIV | 94.9974 | 0.10479 | 0.70697 | 1
CIV | HIV | 95.1895 | 0.10502 | 0.70753 | 1
CIV | HIV | 95.2431 | 0.10525 | 0.70754 | 1
CIV | HIV | 95.3298 | 0.10548 | 0.70852 | 1
CIV | HIV | 95.3717 | 0.10571 | 0.70853 | 1
CIV | HIV | 95.509 | 0.10594 | 0.70853 | 1
CIV | HIV | 95.5872 | 0.10617 | 0.70853 | 1
CIV | HIV | 95.6229 | 0.1064 | 0.70916 | 1
CIV | HIV | 95.8438 | 0.10663 | 0.70917 | 1
CIV | HIV | 96.0214 | 0.10686 | 0.70922 | 1
CIV | HIV | 96.0269 | 0.10709 | 0.70924 | 1
CIV | HIV | 96.0328 | 0.10732 | 0.70925 | 1
CIV | HIV | 96.4729 | 0.10756 | 0.70928 | 1
CIV | HIV | 96.4778 | 0.10779 | 0.70963 | 1
CIV | HIV | 96.4829 | 0.10802 | 0.70965 | 1
CIV | HIV | 96.5992 | 0.10825 | 0.70965 | 1
CIV | HIV | 96.862 | 0.10849 | 0.70966 | 1
CIV | HIV | 97.3004 | 0.10872 | 0.70979 | 1
CIV | HIV | 97.3531 | 0.10895 | 0.7098 | 1
CIV | HIV | 97.4 | 0.10919 | 0.7098 | 1
CIV | HIV | 97.5998 | 0.10942 | 0.70984 | 1
CIV | HIV | 98.0558 | 0.10966 | 0.70988 | 1
CIV | HIV | 98.142 | 0.1099 | 0.70989 | 1
CIV | HIV | 98.4455 | 0.11013 | 0.71004 | 1
CIV | HIV | 98.6493 | 0.11037 | 0.71119 | 1
CIV | HIV | 98.7537 | 0.11061 | 0.71126 | 1
CIV | HIV | 98.8401 | 0.11085 | 0.71128 | 1
CIV | HIV | 99.0151 | 0.11109 | 0.71143 | 1
CIV | HIV | 99.0229 | 0.11132 | 0.71143 | 1
CIV | HIV | 99.1659 | 0.11156 | 0.71145 | 1
CIV | HIV | 99.4386 | 0.1118 | 0.71148 | 1
CIV | HIV | 99.46 | 0.11204 | 0.71151 | 1
CIV | HIV | 99.4808 | 0.11228 | 0.71151 | 1
CIV | HIV | 99.5011 | 0.11252 | 0.71152 | 1
CIV | HIV | 99.5997 | 0.11276 | 0.71157 | 1
CIV | HIV | 99.6887 | 0.113 | 0.71157 | 1
CIV | HIV | 99.8411 | 0.11324 | 0.71167 | 1
CIV | HIV | 99.9022 | 0.11348 | 0.71899 | 1
CIV | HIV | 99.9999 | 0.11372 | 0.719 | 1
CIV | HIV | 100.0802 | 0.11396 | 0.71906 | 1
CIV | HIV | 100.0898 | 0.1142 | 0.71911 | 1
CIV | HIV | 100.1568 | 0.11444 | 0.71916 | 1
CIV | HIV | 100.1738 | 0.11469 | 0.71928 | 1
CIV | HIV | 100.2104 | 0.11493 | 0.72211 | 1
CIV | HIV | 100.3046 | 0.11517 | 0.72692 | 1
CIV | HIV | 100.6087 | 0.11541 | 0.72695 | 1
CIV | HIV | 100.9374 | 0.11565 | 0.72697 | 1
CIV | HIV | 101.1454 | 0.1159 | 0.72711 | 1
CIV | HIV | 101.2494 | 0.11614 | 0.72712 | 1
CIV | HIV | 101.3973 | 0.11639 | 0.72721 | 1
CIV | HIV | 101.9825 | 0.11663 | 0.72728 | 1
CIV | HIV | 102.2002 | 0.11688 | 0.72776 | 1
CIV | HIV | 102.6899 | 0.11712 | 0.72796 | 1
CIV | HIV | 102.7455 | 0.11737 | 0.72798 | 1
CIV | HIV | 102.7464 | 0.11762 | 0.72861 | 1
CIV | HIV | 102.9678 | 0.11787 | 0.72861 | 1
CIV | HIV | 102.9804 | 0.11811 | 0.72863 | 1
CIV | HIV | 103.294 | 0.11836 | 0.72863 | 1
CIV | HIV | 103.3348 | 0.11861 | 0.72942 | 1
CIV | HIV | 103.4742 | 0.11886 | 0.72942 | 1
CIV | HIV | 103.6898 | 0.11911 | 0.72943 | 1
CIV | HIV | 103.7222 | 0.11936 | 0.72995 | 1
CIV | HIV | 103.746 | 0.11961 | 0.73029 | 1
CIV | HIV | 103.7591 | 0.11986 | 0.73052 | 1
CIV | HIV | 103.8887 | 0.12011 | 0.73054 | 1
CIV | HIV | 103.8973 | 0.12036 | 0.73056 | 1
CIV | HIV | 104.3038 | 0.12061 | 0.73058 | 1
CIV | HIV | 104.6078 | 0.12086 | 0.7306 | 1
CIV | HIV | 104.7255 | 0.12112 | 0.73069 | 1
CIV | HIV | 104.9371 | 0.12137 | 0.73076 | 1
CIV | HIV | 105.1423 | 0.12162 | 0.73076 | 1
CIV | HIV | 105.1464 | 0.12187 | 0.7308 | 1
CIV | HIV | 105.4324 | 0.12213 | 0.73083 | 1
CIV | HIV | 105.609 | 0.12238 | 0.73087 | 1
CIV | HIV | 105.7604 | 0.12264 | 0.73141 | 1
CIV | HIV | 105.8091 | 0.12289 | 0.73141 | 1
CIV | HIV | 105.8166 | 0.12315 | 0.73389 | 1
CIV | HIV | 106.0023 | 0.1234 | 0.73556 | 1
CIV | HIV | 106.046 | 0.12366 | 0.73557 | 1
CIV | HIV | 106.0473 | 0.12391 | 0.73561 | 1
CIV | HIV | 106.0522 | 0.12417 | 0.73562 | 1
CIV | HIV | 106.0644 | 0.12442 | 0.73698 | 1
CIV | HIV | 106.1954 | 0.12468 | 0.73708 | 1
CIV | HIV | 106.2847 | 0.12493 | 0.73712 | 1
CIV | HIV | 106.3937 | 0.12519 | 0.73754 | 1
CIV | HIV | 106.468 | 0.12545 | 0.73755 | 1
CIV | HIV | 106.5443 | 0.1257 | 0.73823 | 1
CIV | HIV | 106.5585 | 0.12596 | 0.73836 | 1
CIV | HIV | 106.5974 | 0.12622 | 0.73837 | 1
CIV | HIV | 106.5989 | 0.12647 | 0.73838 | 1
CIV | HIV | 106.7107 | 0.12673 | 0.73851 | 1
CIV | HIV | 106.7992 | 0.12699 | 0.73854 | 1
CIV | HIV | 106.808 | 0.12724 | 0.73856 | 1
CIV | HIV | 106.836 | 0.1275 | 0.73865 | 1
CIV | HIV | 106.8386 | 0.12776 | 0.73866 | 1
CIV | HIV | 106.8453 | 0.12802 | 0.73868 | 1
CIV | HIV | 106.9979 | 0.12827 | 0.73869 | 1
CIV | HIV | 107.0004 | 0.12853 | 0.73869 | 1
CIV | HIV | 107.0034 | 0.12879 | 0.73875 | 1
CIV | HIV | 107.0285 | 0.12905 | 0.73878 | 1
CIV | HIV | 107.0452 | 0.1293 | 0.7388 | 1
CIV | HIV | 107.1021 | 0.12956 | 0.73881 | 1
CIV | HIV | 107.1109 | 0.12982 | 0.73884 | 1
CIV | HIV | 107.1495 | 0.13008 | 0.73885 | 1
CIV | HIV | 107.2657 | 0.13034 | 0.73887 | 1
CIV | HIV | 107.353 | 0.13059 | 0.73888 | 1
CIV | HIV | 107.5497 | 0.13085 | 0.739 | 1
CIV | HIV | 107.6548 | 0.13111 | 0.73912 | 1
CIV | HIV | 107.7481 | 0.13137 | 0.73912 | 1
CIV | HIV | 107.7995 | 0.13163 | 0.73971 | 1
CIV | HIV | 107.833 | 0.13189 | 0.73974 | 1
CIV | HIV | 107.8831 | 0.13215 | 0.73975 | 1
CIV | HIV | 107.9366 | 0.13241 | 0.73987 | 1
CIV | HIV | 108.054 | 0.13267 | 0.73997 | 1
CIV | HIV | 108.1617 | 0.13293 | 0.74 | 1
CIV | HIV | 108.21 | 0.13319 | 0.74004 | 1
CIV | HIV | 108.3591 | 0.13345 | 0.74034 | 1
CIV | HIV | 108.4546 | 0.13371 | 0.74061 | 1
CIV | HIV | 108.457 | 0.13397 | 0.74072 | 1
CIV | HIV | 108.4851 | 0.13424 | 0.74228 | 1
CIV | HIV | 108.8589 | 0.1345 | 0.74255 | 1
CIV | HIV | 108.9585 | 0.13476 | 0.74258 | 1
CIV | HIV | 108.9603 | 0.13502 | 0.74262 | 1
CIV | HIV | 109.2797 | 0.13529 | 0.74267 | 1
CIV | HIV | 109.2939 | 0.13555 | 0.74269 | 1
CIV | HIV | 109.2981 | 0.13581 | 0.74274 | 1
CIV | HIV | 109.4025 | 0.13608 | 0.74275 | 1
CIV | HIV | 109.4133 | 0.13634 | 0.74277 | 1
CIV | HIV | 109.5999 | 0.1366 | 0.7428 | 1
CIV | HIV | 109.8507 | 0.13687 | 0.74285 | 1
CIV | HIV | 109.9646 | 0.13713 | 0.74285 | 1
CIV | HIV | 110.0136 | 0.1374 | 0.74288 | 1
CIV | HIV | 110.0822 | 0.13766 | 0.74289 | 1
CIV | HIV | 110.0935 | 0.13793 | 0.74297 | 1
CIV | HIV | 110.1483 | 0.13819 | 0.74298 | 1
CIV | HIV | 110.1531 | 0.13846 | 0.74298 | 1
CIV | HIV | 110.434 | 0.13872 | 0.74298 | 1
CIV | HIV | 110.5389 | 0.13899 | 0.74299 | 1
CIV | HIV | 110.5923 | 0.13926 | 0.74299 | 1
CIV | HIV | 110.6472 | 0.13952 | 0.74306 | 1
CIV | HIV | 110.7892 | 0.13979 | 0.74307 | 1
CIV | HIV | 110.8537 | 0.14006 | 0.74309 | 1
CIV | HIV | 110.9457 | 0.14032 | 0.7431 | 1
CIV | HIV | 111.0144 | 0.14059 | 0.74375 | 1
CIV | HIV | 111.1052 | 0.14086 | 0.74377 | 1
CIV | HIV | 111.1384 | 0.14112 | 0.7438 | 1
CIV | HIV | 111.1715 | 0.14139 | 0.74383 | 1
CIV | HIV | 111.2673 | 0.14166 | 0.74399 | 1
CIV | HIV | 111.3011 | 0.14193 | 0.74401 | 1
CIV | HIV | 111.3016 | 0.1422 | 0.74401 | 1
CIV | HIV | 111.3644 | 0.14246 | 0.74411 | 1
CIV | HIV | 111.435 | 0.14273 | 0.74431 | 1
CIV | HIV | 111.4955 | 0.143 | 0.74438 | 1
CIV | HIV | 111.5337 | 0.14327 | 0.74445 | 1
CIV | HIV | 111.6014 | 0.14354 | 0.74446 | 1
CIV | HIV | 111.6049 | 0.14381 | 0.74448 | 1
CIV | HIV | 111.7014 | 0.14408 | 0.74455 | 1
CIV | HIV | 112.0489 | 0.14435 | 0.74458 | 1
CIV | HIV | 112.0585 | 0.14462 | 0.74463 | 1
CIV | HIV | 112.1633 | 0.14489 | 0.74476 | 1
CIV | HIV | 112.1721 | 0.14516 | 0.74478 | 1
CIV | HIV | 112.234 | 0.14543 | 0.74478 | 1
CIV | HIV | 112.4577 | 0.1457 | 0.74488 | 1
CIV | HIV | 112.8377 | 0.14597 | 0.7472 | 1
CIV | HIV | 112.9775 | 0.14624 | 0.74769 | 1
CIV | HIV | 113.0688 | 0.14651 | 0.74772 | 1
CIV | HIV | 113.3118 | 0.14679 | 0.74785 | 1
CIV | HIV | 113.5804 | 0.14706 | 0.74785 | 1
CIV | HIV | 113.5965 | 0.14733 | 0.74786 | 1
CIV | HIV | 113.6288 | 0.14761 | 0.74878 | 1
CIV | HIV | 113.6887 | 0.14788 | 0.74889 | 1
CIV | HIV | 113.7961 | 0.14815 | 0.74891 | 1
CIV | HIV | 113.8271 | 0.14843 | 0.74911 | 1
CIV | HIV | 113.8372 | 0.1487 | 0.74912 | 1
CIV | HIV | 113.8609 | 0.14898 | 0.74936 | 1
CIV | HIV | 113.8884 | 0.14925 | 0.74938 | 1
CIV | HIV | 113.8898 | 0.14952 | 0.74978 | 1
CIV | HIV | 113.9987 | 0.1498 | 0.74981 | 1
CIV | HIV | 114.1938 | 0.15007 | 0.74984 | 1
CIV | HIV | 114.3403 | 0.15035 | 0.74993 | 1
CIV | HIV | 114.7254 | 0.15062 | 0.74994 | 1
CIV | HIV | 114.8489 | 0.1509 | 0.74996 | 1
CIV | HIV | 114.9805 | 0.15118 | 0.74999 | 1
CIV | HIV | 115.0298 | 0.15145 | 0.75 | 1
CIV | HIV | 115.0567 | 0.15173 | 0.75004 | 1
CIV | HIV | 115.1773 | 0.15201 | 0.75011 | 1
CIV | HIV | 115.2528 | 0.15229 | 0.75097 | 1
CIV | HIV | 115.265 | 0.15256 | 0.75109 | 1
CIV | HIV | 115.363 | 0.15284 | 0.75109 | 1
CIV | HIV | 115.6925 | 0.15312 | 0.75111 | 1
CIV | HIV | 115.7885 | 0.1534 | 0.75195 | 1
CIV | HIV | 115.8044 | 0.15368 | 0.75198 | 1
CIV | HIV | 115.8104 | 0.15396 | 0.752 | 1
CIV | HIV | 115.8883 | 0.15424 | 0.75201 | 1
CIV | HIV | 115.9015 | 0.15451 | 0.7522 | 1
CIV | HIV | 115.9024 | 0.15479 | 0.75224 | 1
CIV | HIV | 115.9237 | 0.15507 | 0.75226 | 1
CIV | HIV | 116.0482 | 0.15535 | 0.75233 | 1
CIV | HIV | 116.1812 | 0.15563 | 0.75237 | 1
CIV | HIV | 116.4372 | 0.15591 | 0.75364 | 1
CIV | HIV | 116.4864 | 0.15619 | 0.75396 | 1
CIV | HIV | 116.5396 | 0.15647 | 0.75423 | 1
CIV | HIV | 116.6477 | 0.15675 | 0.75435 | 1
CIV | HIV | 116.6544 | 0.15703 | 0.75486 | 1
CIV | HIV | 116.7722 | 0.15732 | 0.75496 | 1
CIV | HIV | 116.8106 | 0.1576 | 0.755 | 1
CIV | HIV | 116.8447 | 0.15788 | 0.75501 | 1
CIV | HIV | 117.148 | 0.15816 | 0.75508 | 1
CIV | HIV | 117.1539 | 0.15844 | 0.75555 | 1
CIV | HIV | 117.4551 | 0.15873 | 0.75582 | 1
CIV | HIV | 117.5423 | 0.15901 | 0.75585 | 1
CIV | HIV | 117.6906 | 0.15929 | 0.75585 | 1
CIV | HIV | 117.6984 | 0.15958 | 0.7559 | 1
CIV | HIV | 117.9202 | 0.15986 | 0.75592 | 1
CIV | HIV | 118.2068 | 0.16014 | 0.75594 | 1
CIV | HIV | 118.2837 | 0.16043 | 0.75671 | 1
CIV | HIV | 118.3899 | 0.16071 | 0.75673 | 1
CIV | HIV | 118.5105 | 0.161 | 0.75676 | 1
CIV | HIV | 118.608 | 0.16128 | 0.757 | 1
CIV | HIV | 118.7614 | 0.16157 | 0.75704 | 1
CIV | HIV | 118.832 | 0.16186 | 0.75724 | 1
CIV | HIV | 119.1417 | 0.16214 | 0.75728 | 1
CIV | HIV | 119.2549 | 0.16243 | 0.7573 | 1
CIV | HIV | 119.4427 | 0.16272 | 0.7573 | 1
CIV | HIV | 119.4492 | 0.16301 | 0.75738 | 1
CIV | HIV | 119.8166 | 0.16329 | 0.75782 | 1
CIV | HIV | 119.8387 | 0.16358 | 0.75784 | 1
CIV | HIV | 119.9973 | 0.16387 | 0.75784 | 1
CIV | HIV | 120.0928 | 0.16416 | 0.7579 | 1
CIV | HIV | 120.3172 | 0.16445 | 0.75793 | 1
CIV | HIV | 120.3497 | 0.16474 | 0.75796 | 1
CIV | HIV | 120.6526 | 0.16503 | 0.75801 | 1
CIV | HIV | 120.6746 | 0.16532 | 0.75801 | 1
CIV | HIV | 120.6781 | 0.16561 | 0.75868 | 1
CIV | HIV | 120.9136 | 0.1659 | 0.75868 | 1
CIV | HIV | 120.9538 | 0.16619 | 0.75877 | 1
CIV | HIV | 120.9587 | 0.16648 | 0.7588 | 1
CIV | HIV | 120.985 | 0.16678 | 0.75919 | 1
CIV | HIV | 121.1451 | 0.16707 | 0.75922 | 1
CIV | HIV | 121.1552 | 0.16736 | 0.75922 | 1
CIV | HIV | 121.1683 | 0.16765 | 0.75923 | 1
CIV | HIV | 121.2107 | 0.16794 | 0.75928 | 1
CIV | HIV | 121.3135 | 0.16823 | 0.75928 | 1
CIV | HIV | 121.3223 | 0.16853 | 0.75934 | 1
CIV | HIV | 121.3406 | 0.16882 | 0.75943 | 1
CIV | HIV | 121.4155 | 0.16911 | 0.75956 | 1
CIV | HIV | 121.4699 | 0.1694 | 0.75957 | 1
CIV | HIV | 121.5414 | 0.1697 | 0.75974 | 1
CIV | HIV | 121.5594 | 0.16999 | 0.75975 | 1
CIV | HIV | 121.6872 | 0.17028 | 0.75977 | 1
CIV | HIV | 121.7177 | 0.17057 | 0.75982 | 1
CIV | HIV | 121.7518 | 0.17087 | 0.75984 | 1
CIV | HIV | 121.9461 | 0.17116 | 0.7603 | 1
CIV | HIV | 122.0295 | 0.17146 | 0.7603 | 1
CIV | HIV | 122.0355 | 0.17175 | 0.76034 | 1
CIV | HIV | 122.039 | 0.17204 | 0.76036 | 1
CIV | HIV | 122.0773 | 0.17234 | 0.76039 | 1
CIV | HIV | 122.1852 | 0.17263 | 0.76043 | 1
CIV | HIV | 122.235 | 0.17293 | 0.76045 | 1
CIV | HIV | 122.4944 | 0.17322 | 0.76077 | 1
CIV | HIV | 122.5589 | 0.17352 | 0.76133 | 1
CIV | HIV | 122.6332 | 0.17381 | 0.76314 | 1
CIV | HIV | 122.7921 | 0.17411 | 0.76327 | 1
CIV | HIV | 122.862 | 0.1744 | 0.76329 | 1
CIV | HIV | 122.8681 | 0.1747 | 0.76332 | 1
CIV | HIV | 123.3945 | 0.17499 | 0.76332 | 1
CIV | HIV | 123.5494 | 0.17529 | 0.76333 | 1
CIV | HIV | 123.5793 | 0.17559 | 0.76334 | 1
CIV | HIV | 123.62 | 0.17589 | 0.76337 | 1
CIV | HIV | 123.6337 | 0.17619 | 0.76355 | 1
CIV | HIV | 123.7631 | 0.17648 | 0.76358 | 1
CIV | HIV | 123.964 | 0.17678 | 0.76359 | 1
CIV | HIV | 123.9808 | 0.17708 | 0.7636 | 1
CIV | HIV | 124.2923 | 0.17738 | 0.76361 | 1
CIV | HIV | 124.3148 | 0.17768 | 0.76362 | 1
CIV | HIV | 124.3211 | 0.17798 | 0.76382 | 1
CIV | HIV | 124.3887 | 0.17828 | 0.76382 | 1
CIV | HIV | 124.4019 | 0.17858 | 0.76386 | 1
CIV | HIV | 124.423 | 0.17888 | 0.76394 | 1
CIV | HIV | 124.4776 | 0.17918 | 0.76396 | 1
CIV | HIV | 124.4836 | 0.17948 | 0.76397 | 1
CIV | HIV | 124.5072 | 0.17978 | 0.76411 | 1
CIV | HIV | 124.5358 | 0.18008 | 0.76442 | 1
CIV | HIV | 124.5665 | 0.18038 | 0.76443 | 1
CIV | HIV | 124.5705 | 0.18067 | 0.76452 | 1
CIV | HIV | 124.6743 | 0.18098 | 0.76456 | 1
CIV | HIV | 124.7226 | 0.18128 | 0.76463 | 1
CIV | HIV | 124.7277 | 0.18158 | 0.7647 | 1
CIV | HIV | 124.7566 | 0.18188 | 0.76499 | 1
CIV | HIV | 124.8369 | 0.18218 | 0.76501 | 1
CIV | HIV | 124.8521 | 0.18248 | 0.76502 | 1
CIV | HIV | 124.8597 | 0.18278 | 0.76503 | 1
CIV | HIV | 125.007 | 0.18308 | 0.76513 | 1
CIV | HIV | 125.0463 | 0.18338 | 0.76518 | 1
CIV | HIV | 125.088 | 0.18368 | 0.76535 | 1
CIV | HIV | 125.1077 | 0.18428 | 0.76537 | 2
CIV | HIV | 125.2304 | 0.18458 | 0.76543 | 1
CIV | HIV | 125.2444 | 0.18489 | 0.76754 | 1
CIV | HIV | 125.2977 | 0.18519 | 0.76763 | 1
CIV | HIV | 125.3572 | 0.18549 | 0.76814 | 1
CIV | HIV | 125.3874 | 0.18579 | 0.76817 | 1
CIV | HIV | 125.5438 | 0.18609 | 0.76817 | 1
CIV | HIV | 125.562 | 0.1864 | 0.76818 | 1
CIV | HIV | 125.7056 | 0.1867 | 0.76834 | 1
CIV | HIV | 125.9344 | 0.187 | 0.76835 | 1
CIV | HIV | 125.9775 | 0.18731 | 0.76836 | 1
CIV | HIV | 126.048 | 0.18761 | 0.76837 | 1
CIV | HIV | 126.121 | 0.18791 | 0.7689 | 1
CIV | HIV | 126.1312 | 0.18822 | 0.76891 | 1
CIV | HIV | 126.1954 | 0.18852 | 0.76897 | 1
CIV | HIV | 126.2198 | 0.18882 | 0.76901 | 1
CIV | HIV | 126.3271 | 0.18913 | 0.76903 | 1
CIV | HIV | 126.484 | 0.18943 | 0.76906 | 1
CIV | HIV | 126.5104 | 0.18974 | 0.76931 | 1
CIV | HIV | 126.7405 | 0.19004 | 0.76944 | 1
CIV | HIV | 126.775 | 0.19035 | 0.76946 | 1
CIV | HIV | 126.8112 | 0.19065 | 0.76947 | 1
CIV | HIV | 126.884 | 0.19096 | 0.76964 | 1
CIV | HIV | 127.058 | 0.19126 | 0.76965 | 1
CIV | HIV | 127.2128 | 0.19157 | 0.76971 | 1
CIV | HIV | 127.2721 | 0.19188 | 0.7709 | 1
CIV | HIV | 127.2977 | 0.19218 | 0.77092 | 1
CIV | HIV | 127.4508 | 0.19249 | 0.77093 | 1
CIV | HIV | 127.4771 | 0.1928 | 0.77104 | 1
CIV | HIV | 127.499 | 0.1931 | 0.77121 | 1
CIV | HIV | 127.5281 | 0.19341 | 0.77125 | 1
CIV | HIV | 127.6256 | 0.19372 | 0.77137 | 1
CIV | HIV | 127.629 | 0.19403 | 0.77139 | 1
CIV | HIV | 127.9305 | 0.19433 | 0.77143 | 1
CIV | HIV | 127.9811 | 0.19464 | 0.77144 | 1
CIV | HIV | 128.2561 | 0.19495 | 0.77332 | 1
CIV | HIV | 128.2819 | 0.19526 | 0.77335 | 1
CIV | HIV | 128.3949 | 0.19557 | 0.77335 | 1
CIV | HIV | 128.3975 | 0.19588 | 0.77387 | 1
CIV | HIV | 128.5003 | 0.19619 | 0.77424 | 1
CIV | HIV | 128.5391 | 0.1965 | 0.77426 | 1
CIV | HIV | 128.5758 | 0.19681 | 0.77442 | 1
CIV | HIV | 128.6212 | 0.19712 | 0.77484 | 1
CIV | HIV | 128.6822 | 0.19742 | 0.77494 | 1
CIV | HIV | 128.6831 | 0.19773 | 0.77506 | 1
CIV | HIV | 128.7722 | 0.19804 | 0.77509 | 1
CIV | HIV | 128.9691 | 0.19836 | 0.77512 | 1
CIV | HIV | 129.0176 | 0.19867 | 0.77513 | 1
CIV | HIV | 129.0615 | 0.19898 | 0.77575 | 1
CIV | HIV | 129.1254 | 0.19929 | 0.7758 | 1
CIV | HIV | 129.2361 | 0.1996 | 0.77581 | 1
CIV | HIV | 129.2618 | 0.19991 | 0.77705 | 1
CIV | HIV | 129.6407 | 0.20022 | 0.77714 | 1
CIV | HIV | 129.6784 | 0.20053 | 0.77716 | 1
CIV | HIV | 129.9756 | 0.20085 | 0.77721 | 1
CIV | HIV | 130.0572 | 0.20116 | 0.77727 | 1
CIV | HIV | 130.2333 | 0.20147 | 0.7773 | 1
CIV | HIV | 130.4298 | 0.20179 | 0.77767 | 1
CIV | HIV | 130.4576 | 0.2021 | 0.77769 | 1
CIV | HIV | 130.4803 | 0.20242 | 0.77771 | 1
CIV | HIV | 130.5066 | 0.20273 | 0.77869 | 1
CIV | HIV | 130.9145 | 0.20305 | 0.77874 | 1
CIV | HIV | 130.9622 | 0.20336 | 0.78004 | 1
CIV | HIV | 131.0105 | 0.20368 | 0.78005 | 1
CIV | HIV | 131.0625 | 0.20399 | 0.78006 | 1
CIV | HIV | 131.254 | 0.20431 | 0.78009 | 1
CIV | HIV | 131.3468 | 0.20462 | 0.78016 | 1
CIV | HIV | 131.3809 | 0.20494 | 0.7802 | 1
CIV | HIV | 131.3914 | 0.20526 | 0.78024 | 1
CIV | HIV | 131.3977 | 0.20589 | 0.78031 | 2
CIV | HIV | 131.4703 | 0.20621 | 0.78033 | 1
CIV | HIV | 131.4753 | 0.20652 | 0.78035 | 1
CIV | HIV | 131.903 | 0.20684 | 0.78037 | 1
CIV | HIV | 132.0135 | 0.20716 | 0.78039 | 1
CIV | HIV | 132.0136 | 0.20748 | 0.7804 | 1
CIV | HIV | 132.1872 | 0.20779 | 0.78046 | 1
CIV | HIV | 132.2367 | 0.20811 | 0.78066 | 1
CIV | HIV | 132.395 | 0.20843 | 0.78072 | 1
CIV | HIV | 132.422 | 0.20875 | 0.78075 | 1
CIV | HIV | 132.4337 | 0.20907 | 0.78079 | 1
CIV | HIV | 132.4613 | 0.20939 | 0.7808 | 1
CIV | HIV | 132.5293 | 0.20971 | 0.78084 | 1
CIV | HIV | 132.6443 | 0.21003 | 0.78086 | 1
CIV | HIV | 132.6531 | 0.21034 | 0.78088 | 1
CIV | HIV | 133.011 | 0.21066 | 0.78089 | 1
CIV | HIV | 133.4614 | 0.21099 | 0.78121 | 1
CIV | HIV | 133.4758 | 0.21131 | 0.78223 | 1
CIV | HIV | 133.477 | 0.21163 | 0.78229 | 1
CIV | HIV | 133.5085 | 0.21195 | 0.7823 | 1
CIV | HIV | 133.5505 | 0.21227 | 0.78232 | 1
CIV | HIV | 133.5975 | 0.21259 | 0.78236 | 1
CIV | HIV | 134.0388 | 0.21292 | 0.78246 | 1
CIV | HIV | 134.2545 | 0.21324 | 0.7825 | 1
CIV | HIV | 134.3603 | 0.21356 | 0.78251 | 1
CIV | HIV | 134.4762 | 0.21389 | 0.78251 | 1
CIV | HIV | 134.599 | 0.21421 | 0.78253 | 1
CIV | HIV | 134.615 | 0.21453 | 0.78253 | 1
CIV | HIV | 134.6397 | 0.21486 | 0.78256 | 1
CIV | HIV | 134.9651 | 0.21518 | 0.78283 | 1
CIV | HIV | 134.9921 | 0.21551 | 0.78284 | 1
CIV | HIV | 135.0198 | 0.21583 | 0.78284 | 1
CIV | HIV | 135.2334 | 0.21616 | 0.78528 | 1
CIV | HIV | 135.4712 | 0.21649 | 0.7853 | 1
CIV | HIV | 135.769 | 0.21681 | 0.78532 | 1
CIV | HIV | 135.7772 | 0.21714 | 0.78567 | 1
CIV | HIV | 135.8178 | 0.21747 | 0.78581 | 1
CIV | HIV | 135.8722 | 0.21779 | 0.78594 | 1
CIV | HIV | 135.9313 | 0.21812 | 0.78602 | 1
CIV | HIV | 135.9678 | 0.21845 | 0.78603 | 1
CIV | HIV | 135.9824 | 0.21878 | 0.78604 | 1
CIV | HIV | 136.0704 | 0.2191 | 0.78619 | 1
CIV | HIV | 136.1858 | 0.21943 | 0.78624 | 1
CIV | HIV | 136.2182 | 0.21976 | 0.78635 | 1
CIV | HIV | 136.3045 | 0.22009 | 0.78636 | 1
CIV | HIV | 136.5556 | 0.22042 | 0.78642 | 1
CIV | HIV | 136.5591 | 0.22074 | 0.78644 | 1
CIV | HIV | 136.6405 | 0.22107 | 0.78651 | 1
CIV | HIV | 136.6735 | 0.2214 | 0.78707 | 1
CIV | HIV | 136.6954 | 0.22173 | 0.78709 | 1
CIV | HIV | 136.8213 | 0.22206 | 0.7871 | 1
CIV | HIV | 136.8839 | 0.22239 | 0.78786 | 1
CIV | HIV | 136.8842 | 0.22272 | 0.78798 | 1
CIV | HIV | 136.9916 | 0.22305 | 0.78827 | 1
CIV | HIV | 136.9939 | 0.22338 | 0.78828 | 1
CIV | HIV | 136.9941 | 0.22371 | 0.78831 | 1
CIV | HIV | 137.0315 | 0.22404 | 0.78831 | 1
CIV | HIV | 137.1733 | 0.22437 | 0.7887 | 1
CIV | HIV | 137.3852 | 0.2247 | 0.78873 | 1
CIV | HIV | 137.4905 | 0.22503 | 0.78876 | 1
CIV | HIV | 137.5489 | 0.22536 | 0.78878 | 1
CIV | HIV | 137.5855 | 0.22569 | 0.78885 | 1
CIV | HIV | 137.7889 | 0.22603 | 0.78886 | 1
CIV | HIV | 138.0704 | 0.22636 | 0.78886 | 1
CIV | HIV | 138.0905 | 0.22669 | 0.7889 | 1
CIV | HIV | 138.1746 | 0.22702 | 0.78894 | 1
CIV | HIV | 138.1909 | 0.22736 | 0.78911 | 1
CIV | HIV | 138.1982 | 0.22769 | 0.78914 | 1
CIV | HIV | 138.4048 | 0.22802 | 0.78918 | 1
CIV | HIV | 138.5035 | 0.22835 | 0.78921 | 1
CIV | HIV | 138.6119 | 0.22869 | 0.78963 | 1
CIV | HIV | 138.6665 | 0.22902 | 0.78964 | 1
CIV | HIV | 138.6772 | 0.22936 | 0.78968 | 1
CIV | HIV | 138.6873 | 0.22969 | 0.78976 | 1
CIV | HIV | 138.7045 | 0.23002 | 0.78979 | 1
CIV | HIV | 138.706 | 0.23036 | 0.78979 | 1
CIV | HIV | 138.7092 | 0.23069 | 0.79003 | 1
CIV | HIV | 138.7207 | 0.23103 | 0.79005 | 1
CIV | HIV | 138.8048 | 0.23136 | 0.79007 | 1
CIV | HIV | 139.0269 | 0.23169 | 0.7901 | 1
CIV | HIV | 139.2446 | 0.23203 | 0.79013 | 1
CIV | HIV | 139.2845 | 0.23237 | 0.7902 | 1
CIV | HIV | 139.3159 | 0.2327 | 0.79031 | 1
CIV | HIV | 139.3638 | 0.23304 | 0.79032 | 1
CIV | HIV | 139.5224 | 0.23337 | 0.79033 | 1
CIV | HIV | 139.5976 | 0.23371 | 0.79049 | 1
CIV | HIV | 139.6026 | 0.23404 | 0.7906 | 1
CIV | HIV | 139.8007 | 0.23438 | 0.79065 | 1
CIV | HIV | 140.054 | 0.23472 | 0.79105 | 1
CIV | HIV | 140.2161 | 0.23506 | 0.79105 | 1
CIV | HIV | 140.3587 | 0.23539 | 0.7911 | 1
CIV | HIV | 140.3916 | 0.23573 | 0.7911 | 1
CIV | HIV | 140.4583 | 0.23607 | 0.7918 | 1
CIV | HIV | 140.6746 | 0.23641 | 0.79181 | 1
CIV | HIV | 140.8692 | 0.23675 | 0.79191 | 1
CIV | HIV | 140.9982 | 0.23709 | 0.79228 | 1
CIV | HIV | 141.0014 | 0.23743 | 0.7925 | 1
CIV | HIV | 141.0101 | 0.23777 | 0.79251 | 1
CIV | HIV | 141.096 | 0.23811 | 0.79252 | 1
CIV | HIV | 141.0973 | 0.23845 | 0.79258 | 1
CIV | HIV | 141.1528 | 0.23879 | 0.79293 | 1
CIV | HIV | 141.1944 | 0.23913 | 0.79294 | 1
CIV | HIV | 141.3726 | 0.23947 | 0.79314 | 1
CIV | HIV | 141.5123 | 0.23981 | 0.79315 | 1
CIV | HIV | 141.6261 | 0.24015 | 0.79318 | 1
CIV | HIV | 141.6438 | 0.24049 | 0.79327 | 1
CIV | HIV | 141.6682 | 0.24083 | 0.79328 | 1
CIV | HIV | 141.7789 | 0.24117 | 0.79328 | 1
CIV | HIV | 141.8492 | 0.24151 | 0.7933 | 1
CIV | HIV | 142.0431 | 0.24185 | 0.79416 | 1
CIV | HIV | 142.0441 | 0.2422 | 0.7942 | 1
CIV | HIV | 142.2528 | 0.24254 | 0.79433 | 1
CIV | HIV | 142.4095 | 0.24288 | 0.79436 | 1
CIV | HIV | 142.5497 | 0.24322 | 0.79437 | 1
CIV | HIV | 142.5632 | 0.24357 | 0.79438 | 1
CIV | HIV | 142.6885 | 0.24425 | 0.79448 | 2
CIV | HIV | 142.7295 | 0.2446 | 0.79451 | 1
CIV | HIV | 142.758 | 0.24494 | 0.79464 | 1
CIV | HIV | 143.0474 | 0.24529 | 0.79478 | 1
CIV | HIV | 143.0494 | 0.24563 | 0.79639 | 1
CIV | HIV | 143.0639 | 0.24598 | 0.79639 | 1
CIV | HIV | 143.3656 | 0.24632 | 0.79644 | 1
CIV | HIV | 143.4409 | 0.24667 | 0.79644 | 1
CIV | HIV | 143.4944 | 0.24701 | 0.79646 | 1
CIV | HIV | 143.5109 | 0.24736 | 0.79647 | 1
CIV | HIV | 143.6479 | 0.2477 | 0.79676 | 1
CIV | HIV | 143.7121 | 0.24805 | 0.79679 | 1
CIV | HIV | 143.8436 | 0.24839 | 0.7968 | 1
CIV | HIV | 143.9449 | 0.24874 | 0.79683 | 1
CIV | HIV | 143.9794 | 0.24909 | 0.79684 | 1
CIV | HIV | 144.0385 | 0.24943 | 0.79686 | 1
CIV | HIV | 144.068 | 0.24978 | 0.79686 | 1
CIV | HIV | 144.0807 | 0.25013 | 0.79687 | 1
CIV | HIV | 144.0869 | 0.25048 | 0.79785 | 1
CIV | HIV | 144.4188 | 0.25082 | 0.79798 | 1
CIV | HIV | 144.4346 | 0.25117 | 0.79799 | 1
CIV | HIV | 144.4438 | 0.25152 | 0.79801 | 1
CIV | HIV | 144.4492 | 0.25187 | 0.79804 | 1
CIV | HIV | 144.4629 | 0.25221 | 0.79805 | 1
CIV | HIV | 144.5223 | 0.25256 | 0.79808 | 1
CIV | HIV | 144.6359 | 0.25291 | 0.79811 | 1
CIV | HIV | 144.6532 | 0.25326 | 0.79827 | 1
CIV | HIV | 144.8084 | 0.25361 | 0.7983 | 1
CIV | HIV | 144.8349 | 0.25396 | 0.79833 | 1
CIV | HIV | 144.8643 | 0.2543 | 0.79999 | 1
CIV | HIV | 144.9458 | 0.25465 | 0.80002 | 1
CIV | HIV | 144.9646 | 0.255 | 0.80006 | 1
CIV | HIV | 144.9815 | 0.25535 | 0.80017 | 1
CIV | HIV | 144.9817 | 0.2557 | 0.80017 | 1
CIV | HIV | 144.9868 | 0.25605 | 0.80018 | 1
CIV | HIV | 145.0061 | 0.2564 | 0.80022 | 1
CIV | HIV | 145.0201 | 0.25675 | 0.80023 | 1
CIV | HIV | 145.1823 | 0.2571 | 0.80035 | 1
CIV | HIV | 145.2509 | 0.25745 | 0.80036 | 1
CIV | HIV | 145.3006 | 0.2578 | 0.80049 | 1
CIV | HIV | 145.3098 | 0.25815 | 0.8005 | 1
CIV | HIV | 145.5553 | 0.2585 | 0.80051 | 1
CIV | HIV | 145.616 | 0.25885 | 0.80055 | 1
CIV | HIV | 145.7454 | 0.2592 | 0.80063 | 1
CIV | HIV | 145.8313 | 0.25955 | 0.80065 | 1
CIV | HIV | 145.8386 | 0.2599 | 0.80068 | 1
CIV | HIV | 145.9046 | 0.26025 | 0.80074 | 1
CIV | HIV | 145.9654 | 0.2606 | 0.80077 | 1
CIV | HIV | 146.4024 | 0.26096 | 0.80078 | 1
CIV | HIV | 146.4178 | 0.26131 | 0.80078 | 1
CIV | HIV | 146.5451 | 0.26166 | 0.80078 | 1
CIV | HIV | 146.7043 | 0.26201 | 0.80088 | 1
CIV | HIV | 146.8247 | 0.26237 | 0.80108 | 1
CIV | HIV | 146.9019 | 0.26272 | 0.8011 | 1
CIV | HIV | 146.9987 | 0.26308 | 0.80127 | 1
CIV | HIV | 147.0875 | 0.26343 | 0.8013 | 1
CIV | HIV | 147.1662 | 0.26378 | 0.80175 | 1
CIV | HIV | 147.3182 | 0.26414 | 0.8018 | 1
CIV | HIV | 147.3803 | 0.26449 | 0.8019 | 1
CIV | HIV | 147.3942 | 0.26485 | 0.80191 | 1
CIV | HIV | 147.671 | 0.2652 | 0.80196 | 1
CIV | HIV | 147.7234 | 0.26556 | 0.80197 | 1
CIV | HIV | 147.7512 | 0.26591 | 0.802 | 1
CIV | HIV | 147.9377 | 0.26627 | 0.80207 | 1
CIV | HIV | 148.2576 | 0.26663 | 0.80208 | 1
CIV | HIV | 148.2828 | 0.26698 | 0.8021 | 1
CIV | HIV | 148.2997 | 0.26734 | 0.8021 | 1
CIV | HIV | 148.3525 | 0.2677 | 0.80211 | 1
CIV | HIV | 148.4573 | 0.26806 | 0.80215 | 1
CIV | HIV | 148.5197 | 0.26841 | 0.80219 | 1
CIV | HIV | 148.5624 | 0.26877 | 0.8022 | 1
CIV | HIV | 148.661 | 0.26913 | 0.80222 | 1
CIV | HIV | 148.6669 | 0.26949 | 0.80222 | 1
CIV | HIV | 148.8117 | 0.26985 | 0.80223 | 1
CIV | HIV | 148.8146 | 0.2702 | 0.80232 | 1
CIV | HIV | 149.058 | 0.27056 | 0.80233 | 1
CIV | HIV | 149.0825 | 0.27092 | 0.80235 | 1
CIV | HIV | 149.359 | 0.27128 | 0.80236 | 1
CIV | HIV | 149.7268 | 0.27164 | 0.80237 | 1
CIV | HIV | 149.7482 | 0.272 | 0.80237 | 1
CIV | HIV | 150.2203 | 0.27236 | 0.80578 | 1
CIV | HIV | 150.2264 | 0.27273 | 0.8058 | 1
CIV | HIV | 150.2876 | 0.27309 | 0.8058 | 1
CIV | HIV | 150.318 | 0.27345 | 0.80583 | 1
CIV | HIV | 150.3657 | 0.27381 | 0.80589 | 1
CIV | HIV | 150.6906 | 0.27417 | 0.80595 | 1
CIV | HIV | 150.8138 | 0.27454 | 0.80596 | 1
CIV | HIV | 150.8198 | 0.2749 | 0.80727 | 1
CIV | HIV | 151.0015 | 0.27526 | 0.80729 | 1
CIV | HIV | 151.036 | 0.27563 | 0.80729 | 1
CIV | HIV | 151.1382 | 0.27599 | 0.80746 | 1
CIV | HIV | 151.1838 | 0.27636 | 0.80753 | 1
CIV | HIV | 151.5042 | 0.27672 | 0.80757 | 1
CIV | HIV | 151.5714 | 0.27708 | 0.80759 | 1
CIV | HIV | 151.5811 | 0.27745 | 0.80763 | 1
CIV | HIV | 151.719 | 0.27782 | 0.80773 | 1
CIV | HIV | 151.8786 | 0.27818 | 0.80774 | 1
CIV | HIV | 151.8873 | 0.27855 | 0.80778 | 1
CIV | HIV | 152.0672 | 0.27891 | 0.80791 | 1
CIV | HIV | 152.0963 | 0.27928 | 0.808 | 1
CIV | HIV | 152.2272 | 0.27965 | 0.80801 | 1
CIV | HIV | 152.2323 | 0.28001 | 0.80802 | 1
CIV | HIV | 152.2759 | 0.28038 | 0.80803 | 1
CIV | HIV | 152.284 | 0.28074 | 0.8081 | 1
CIV | HIV | 152.7075 | 0.28111 | 0.80882 | 1
CIV | HIV | 152.7931 | 0.28148 | 0.80883 | 1
CIV | HIV | 152.9717 | 0.28185 | 0.80887 | 1
CIV | HIV | 153.0292 | 0.28222 | 0.80889 | 1
CIV | HIV | 153.0985 | 0.28259 | 0.80892 | 1
CIV | HIV | 153.1626 | 0.28295 | 0.80895 | 1
CIV | HIV | 153.2304 | 0.28332 | 0.80904 | 1
CIV | HIV | 153.2464 | 0.28369 | 0.80904 | 1
CIV | HIV | 153.3228 | 0.28406 | 0.80906 | 1
CIV | HIV | 153.3634 | 0.28443 | 0.80906 | 1
CIV | HIV | 153.4986 | 0.2848 | 0.80924 | 1
CIV | HIV | 153.5064 | 0.28517 | 0.80928 | 1
CIV | HIV | 153.7087 | 0.28554 | 0.80928 | 1
CIV | HIV | 153.814 | 0.28591 | 0.81382 | 1
CIV | HIV | 153.8739 | 0.28628 | 0.81503 | 1
CIV | HIV | 153.9134 | 0.28665 | 0.81524 | 1
CIV | HIV | 153.9889 | 0.28702 | 0.81526 | 1
CIV | HIV | 154.1011 | 0.28739 | 0.81529 | 1
CIV | HIV | 154.4788 | 0.28776 | 0.81538 | 1
CIV | HIV | 154.5316 | 0.28814 | 0.81552 | 1
CIV | HIV | 154.6026 | 0.28851 | 0.81566 | 1
CIV | HIV | 155.0547 | 0.28888 | 0.81569 | 1
CIV | HIV | 155.3955 | 0.28926 | 0.81572 | 1
CIV | HIV | 155.4913 | 0.28963 | 0.81578 | 1
CIV | HIV | 155.5806 | 0.29001 | 0.81579 | 1
CIV | HIV | 155.6674 | 0.29038 | 0.81579 | 1
CIV | HIV | 155.6923 | 0.29075 | 0.81593 | 1
CIV | HIV | 155.7791 | 0.29113 | 0.81642 | 1
CIV | HIV | 155.7832 | 0.2915 | 0.81655 | 1
CIV | HIV | 155.8064 | 0.29188 | 0.81658 | 1
CIV | HIV | 155.9389 | 0.29226 | 0.81658 | 1
CIV | HIV | 155.9692 | 0.29263 | 0.81661 | 1
CIV | HIV | 156.2821 | 0.29301 | 0.8167 | 1
CIV | HIV | 156.3939 | 0.29338 | 0.81672 | 1
CIV | HIV | 156.4622 | 0.29376 | 0.81695 | 1
CIV | HIV | 156.5717 | 0.29414 | 0.81696 | 1
CIV | HIV | 156.5882 | 0.29451 | 0.81774 | 1
CIV | HIV | 156.6671 | 0.29489 | 0.81775 | 1
CIV | HIV | 156.7647 | 0.29527 | 0.81781 | 1
CIV | HIV | 156.9029 | 0.29565 | 0.81787 | 1
CIV | HIV | 157.0192 | 0.29602 | 0.81788 | 1
CIV | HIV | 157.2106 | 0.2964 | 0.81788 | 1
CIV | HIV | 157.2699 | 0.29678 | 0.81788 | 1
CIV | HIV | 157.2983 | 0.29716 | 0.81789 | 1
CIV | HIV | 157.3485 | 0.29754 | 0.8179 | 1
CIV | HIV | 157.5117 | 0.29792 | 0.8179 | 1
CIV | HIV | 157.593 | 0.2983 | 0.8179 | 1
CIV | HIV | 157.6991 | 0.29868 | 0.81791 | 1
CIV | HIV | 157.7065 | 0.29906 | 0.81821 | 1
CIV | HIV | 157.8561 | 0.29944 | 0.81822 | 1
CIV | HIV | 157.8951 | 0.29982 | 0.81858 | 1
CIV | HIV | 157.9377 | 0.3002 | 0.81861 | 1
CIV | HIV | 157.9928 | 0.30058 | 0.81864 | 1
CIV | HIV | 157.9984 | 0.30096 | 0.81864 | 1
CIV | HIV | 158.093 | 0.30134 | 0.81864 | 1
CIV | HIV | 158.1096 | 0.30172 | 0.81866 | 1
CIV | HIV | 158.1783 | 0.3021 | 0.81866 | 1
CIV | HIV | 158.1982 | 0.30248 | 0.81873 | 1
CIV | HIV | 158.4154 | 0.30286 | 0.81907 | 1
CIV | HIV | 158.4771 | 0.30324 | 0.81907 | 1
CIV | HIV | 158.5673 | 0.30363 | 0.81908 | 1
CIV | HIV | 158.7146 | 0.30401 | 0.81909 | 1
CIV | HIV | 158.7187 | 0.30439 | 0.81911 | 1
CIV | HIV | 158.7811 | 0.30477 | 0.81914 | 1
CIV | HIV | 158.957 | 0.30515 | 0.82225 | 1
CIV | HIV | 159.1051 | 0.30554 | 0.8223 | 1
CIV | HIV | 159.2402 | 0.30592 | 0.8223 | 1
CIV | HIV | 159.3544 | 0.3063 | 0.82233 | 1
CIV | HIV | 159.3688 | 0.30669 | 0.82235 | 1
CIV | HIV | 159.3736 | 0.30707 | 0.82235 | 1
CIV | HIV | 159.4951 | 0.30746 | 0.82261 | 1
CIV | HIV | 159.5057 | 0.30784 | 0.82261 | 1
CIV | HIV | 159.5787 | 0.30822 | 0.82265 | 1
CIV | HIV | 159.6482 | 0.30861 | 0.82266 | 1
CIV | HIV | 159.9973 | 0.30899 | 0.82266 | 1
CIV | HIV | 160.0072 | 0.30938 | 0.82277 | 1
CIV | HIV | 160.1288 | 0.30976 | 0.82311 | 1
CIV | HIV | 160.1937 | 0.31015 | 0.82311 | 1
CIV | HIV | 160.246 | 0.31054 | 0.8248 | 1
CIV | HIV | 160.3398 | 0.31092 | 0.82578 | 1
CIV | HIV | 160.3752 | 0.31131 | 0.82578 | 1
CIV | HIV | 160.4058 | 0.31169 | 0.8258 | 1
CIV | HIV | 160.4613 | 0.31208 | 0.82581 | 1
CIV | HIV | 160.5052 | 0.31247 | 0.82582 | 1
CIV | HIV | 160.5289 | 0.31285 | 0.82583 | 1
CIV | HIV | 160.8111 | 0.31324 | 0.82711 | 1
CIV | HIV | 161.0354 | 0.31363 | 0.82911 | 1
CIV | HIV | 161.1013 | 0.31402 | 0.82913 | 1
CIV | HIV | 161.1073 | 0.3144 | 0.8293 | 1
CIV | HIV | 161.1504 | 0.31479 | 0.82932 | 1
CIV | HIV | 161.4443 | 0.31518 | 0.82933 | 1
CIV | HIV | 161.4504 | 0.31557 | 0.82933 | 1
CIV | HIV | 161.5155 | 0.31596 | 0.82934 | 1
CIV | HIV | 161.5947 | 0.31635 | 0.82935 | 1
CIV | HIV | 161.6932 | 0.31674 | 0.82942 | 1
CIV | HIV | 161.8599 | 0.31713 | 0.82942 | 1
CIV | HIV | 161.9269 | 0.31752 | 0.82944 | 1
CIV | HIV | 161.9556 | 0.31791 | 0.83083 | 1
CIV | HIV | 161.9859 | 0.3183 | 0.83084 | 1
CIV | HIV | 162.3096 | 0.31869 | 0.83086 | 1
CIV | HIV | 162.901 | 0.31908 | 0.83109 | 1
CIV | HIV | 162.9613 | 0.31947 | 0.83112 | 1
CIV | HIV | 162.9729 | 0.31986 | 0.83113 | 1
CIV | HIV | 162.9911 | 0.32026 | 0.83113 | 1
CIV | HIV | 163.0195 | 0.32065 | 0.83114 | 1
CIV | HIV | 163.1326 | 0.32104 | 0.83116 | 1
CIV | HIV | 163.1995 | 0.32143 | 0.83124 | 1
CIV | HIV | 163.227 | 0.32183 | 0.83127 | 1
CIV | HIV | 163.2414 | 0.32222 | 0.83127 | 1
CIV | HIV | 163.9778 | 0.32261 | 0.8313 | 1
CIV | HIV | 164.0043 | 0.32301 | 0.83131 | 1
CIV | HIV | 164.29 | 0.32341 | 0.83365 | 1
CIV | HIV | 164.3175 | 0.3238 | 0.83377 | 1
CIV | HIV | 164.4352 | 0.3242 | 0.83415 | 1
CIV | HIV | 164.4442 | 0.32459 | 0.83418 | 1
CIV | HIV | 164.5183 | 0.32499 | 0.83429 | 1
CIV | HIV | 164.8918 | 0.32539 | 0.83446 | 1
CIV | HIV | 164.9952 | 0.32578 | 0.83452 | 1
CIV | HIV | 165.0086 | 0.32618 | 0.83454 | 1
CIV | HIV | 165.0365 | 0.32658 | 0.83454 | 1
CIV | HIV | 165.0917 | 0.32697 | 0.83455 | 1
CIV | HIV | 165.1148 | 0.32737 | 0.83482 | 1
CIV | HIV | 165.2315 | 0.32777 | 0.83482 | 1
CIV | HIV | 165.2509 | 0.32817 | 0.83483 | 1
CIV | HIV | 165.2877 | 0.32857 | 0.83496 | 1
CIV | HIV | 165.3822 | 0.32896 | 0.83502 | 1
CIV | HIV | 165.5093 | 0.32936 | 0.83504 | 1
CIV | HIV | 165.5296 | 0.32976 | 0.83505 | 1
CIV | HIV | 165.6829 | 0.33016 | 0.83521 | 1
CIV | HIV | 165.6956 | 0.33056 | 0.83593 | 1
CIV | HIV | 165.7716 | 0.33096 | 0.83636 | 1
CIV | HIV | 165.7794 | 0.33136 | 0.83639 | 1
CIV | HIV | 165.8279 | 0.33176 | 0.8364 | 1
CIV | HIV | 165.9543 | 0.33216 | 0.83643 | 1
CIV | HIV | 166.1494 | 0.33256 | 0.83658 | 1
CIV | HIV | 166.1817 | 0.33296 | 0.83659 | 1
CIV | HIV | 166.3109 | 0.33336 | 0.83659 | 1
CIV | HIV | 166.475 | 0.33376 | 0.83673 | 1
CIV | HIV | 166.4771 | 0.33416 | 0.83673 | 1
CIV | HIV | 166.6035 | 0.33456 | 0.83673 | 1
CIV | HIV | 166.764 | 0.33496 | 0.83674 | 1
CIV | HIV | 166.7684 | 0.33536 | 0.837 | 1
CIV | HIV | 166.8088 | 0.33576 | 0.83703 | 1
CIV | HIV | 166.8211 | 0.33617 | 0.83705 | 1
CIV | HIV | 166.8398 | 0.33657 | 0.83758 | 1
CIV | HIV | 166.9842 | 0.33697 | 0.83778 | 1
CIV | HIV | 167.5196 | 0.33737 | 0.83785 | 1
CIV | HIV | 167.6646 | 0.33778 | 0.83786 | 1
CIV | HIV | 167.8712 | 0.33818 | 0.83787 | 1
CIV | HIV | 167.8962 | 0.33858 | 0.8379 | 1
CIV | HIV | 167.9016 | 0.33899 | 0.83815 | 1
CIV | HIV | 167.978 | 0.33939 | 0.83833 | 1
CIV | HIV | 168.0478 | 0.3398 | 0.83835 | 1
CIV | HIV | 168.084 | 0.3402 | 0.83837 | 1
CIV | HIV | 168.1242 | 0.34061 | 0.83838 | 1
CIV | HIV | 168.4927 | 0.34101 | 0.83841 | 1
CIV | HIV | 168.5114 | 0.34142 | 0.83841 | 1
CIV | HIV | 168.7851 | 0.34182 | 0.83842 | 1
CIV | HIV | 169.1753 | 0.34223 | 0.83844 | 1
CIV | HIV | 169.2001 | 0.34264 | 0.83935 | 1
CIV | HIV | 169.2195 | 0.34345 | 0.83945 | 2
CIV | HIV | 169.4142 | 0.34386 | 0.83949 | 1
CIV | HIV | 169.5045 | 0.34427 | 0.84042 | 1
CIV | HIV | 169.6688 | 0.34468 | 0.84456 | 1
CIV | HIV | 169.9421 | 0.34509 | 0.84476 | 1
CIV | HIV | 169.9576 | 0.3455 | 0.84479 | 1
CIV | HIV | 170.0174 | 0.34591 | 0.84667 | 1
CIV | HIV | 170.257 | 0.34632 | 0.84668 | 1
CIV | HIV | 170.394 | 0.34673 | 0.84685 | 1
CIV | HIV | 170.504 | 0.34714 | 0.84688 | 1
CIV | HIV | 170.5178 | 0.34755 | 0.847 | 1
CIV | HIV | 170.837 | 0.34796 | 0.84709 | 1
CIV | HIV | 171.2038 | 0.34837 | 0.84709 | 1
CIV | HIV | 171.4349 | 0.34878 | 0.8471 | 1
CIV | HIV | 171.6795 | 0.3492 | 0.84765 | 1
CIV | HIV | 171.6856 | 0.34961 | 0.8477 | 1
CIV | HIV | 171.8213 | 0.35002 | 0.84778 | 1
CIV | HIV | 171.8499 | 0.35044 | 0.84783 | 1
CIV | HIV | 172.0604 | 0.35085 | 0.84828 | 1
CIV | HIV | 172.1034 | 0.35127 | 0.84829 | 1
CIV | HIV | 172.1587 | 0.35168 | 0.84846 | 1
CIV | HIV | 172.1766 | 0.35209 | 0.85049 | 1
CIV | HIV | 172.2054 | 0.35251 | 0.85057 | 1
CIV | HIV | 172.4908 | 0.35292 | 0.85061 | 1
CIV | HIV | 172.5006 | 0.35334 | 0.85062 | 1
CIV | HIV | 172.5327 | 0.35376 | 0.85063 | 1
CIV | HIV | 172.617 | 0.35417 | 0.85068 | 1
CIV | HIV | 172.7937 | 0.35459 | 0.85189 | 1
CIV | HIV | 172.8379 | 0.355 | 0.85193 | 1
CIV | HIV | 172.8831 | 0.35542 | 0.85198 | 1
CIV | HIV | 172.9363 | 0.35584 | 0.85198 | 1
CIV | HIV | 173.0011 | 0.35625 | 0.85221 | 1
CIV | HIV | 173.3071 | 0.35667 | 0.85231 | 1
CIV | HIV | 173.3469 | 0.35709 | 0.85303 | 1
CIV | HIV | 173.567 | 0.3575 | 0.85304 | 1
CIV | HIV | 173.5996 | 0.35792 | 0.85305 | 1
CIV | HIV | 173.6291 | 0.35834 | 0.85305 | 1
CIV | HIV | 174.2136 | 0.35876 | 0.85306 | 1
CIV | HIV | 174.2156 | 0.35918 | 0.85325 | 1
CIV | HIV | 174.257 | 0.3596 | 0.85331 | 1
CIV | HIV | 174.3431 | 0.36002 | 0.85332 | 1
CIV | HIV | 174.4111 | 0.36044 | 0.85336 | 1
CIV | HIV | 174.4702 | 0.36086 | 0.85341 | 1
CIV | HIV | 174.4967 | 0.36128 | 0.85341 | 1
CIV | HIV | 174.6393 | 0.3617 | 0.85469 | 1
CIV | HIV | 174.7232 | 0.36212 | 0.85576 | 1
CIV | HIV | 174.8727 | 0.36254 | 0.86058 | 1
CIV | HIV | 175.0598 | 0.36296 | 0.8606 | 1
CIV | HIV | 175.0848 | 0.36338 | 0.86198 | 1
CIV | HIV | 175.1311 | 0.3638 | 0.86203 | 1
CIV | HIV | 175.4241 | 0.36423 | 0.86207 | 1
CIV | HIV | 175.6275 | 0.36465 | 0.86213 | 1
CIV | HIV | 175.6604 | 0.36507 | 0.86217 | 1
CIV | HIV | 175.7999 | 0.3655 | 0.86218 | 1
CIV | HIV | 175.8164 | 0.36592 | 0.86219 | 1
CIV | HIV | 176.2235 | 0.36634 | 0.8622 | 1
CIV | HIV | 176.3778 | 0.36677 | 0.86271 | 1
CIV | HIV | 176.5343 | 0.36719 | 0.86272 | 1
CIV | HIV | 176.5467 | 0.36762 | 0.86284 | 1
CIV | HIV | 177.0584 | 0.36804 | 0.86289 | 1
CIV | HIV | 177.1974 | 0.36847 | 0.86309 | 1
CIV | HIV | 177.3327 | 0.3689 | 0.86316 | 1
CIV | HIV | 177.4274 | 0.36933 | 0.8632 | 1
CIV | HIV | 177.7666 | 0.36975 | 0.86326 | 1
CIV | HIV | 178.1232 | 0.37018 | 0.86326 | 1
CIV | HIV | 178.1355 | 0.37061 | 0.86329 | 1
CIV | HIV | 178.1475 | 0.37104 | 0.86333 | 1
CIV | HIV | 178.3944 | 0.37147 | 0.86342 | 1
CIV | HIV | 178.5612 | 0.3719 | 0.86342 | 1
CIV | HIV | 178.6257 | 0.37233 | 0.86348 | 1
CIV | HIV | 178.6928 | 0.37276 | 0.86378 | 1
CIV | HIV | 178.7088 | 0.37319 | 0.86379 | 1
CIV | HIV | 178.77 | 0.37362 | 0.86379 | 1
CIV | HIV | 178.8958 | 0.37405 | 0.86383 | 1
CIV | HIV | 179.0998 | 0.37448 | 0.86418 | 1
CIV | HIV | 179.6349 | 0.37491 | 0.86473 | 1
CIV | HIV | 179.7366 | 0.37535 | 0.86485 | 1
CIV | HIV | 179.8154 | 0.37578 | 0.86536 | 1
CIV | HIV | 180.3111 | 0.37621 | 0.86541 | 1
CIV | HIV | 180.3901 | 0.37665 | 0.86549 | 1
CIV | HIV | 180.4225 | 0.37708 | 0.8655 | 1
CIV | HIV | 180.4507 | 0.37752 | 0.8658 | 1
CIV | HIV | 180.6552 | 0.37795 | 0.86581 | 1
CIV | HIV | 180.6874 | 0.37839 | 0.8659 | 1
CIV | HIV | 180.7846 | 0.37882 | 0.86632 | 1
CIV | HIV | 180.9362 | 0.37926 | 0.86642 | 1
CIV | HIV | 180.9453 | 0.37969 | 0.86643 | 1
CIV | HIV | 180.9928 | 0.38013 | 0.86653 | 1
CIV | HIV | 181.4998 | 0.38057 | 0.868 | 1
CIV | HIV | 181.5139 | 0.381 | 0.86801 | 1
CIV | HIV | 181.7594 | 0.38144 | 0.86852 | 1
CIV | HIV | 181.8213 | 0.38188 | 0.86857 | 1
CIV | HIV | 181.8781 | 0.38232 | 0.86866 | 1
CIV | HIV | 181.9263 | 0.38275 | 0.86868 | 1
CIV | HIV | 182.6233 | 0.38319 | 0.86872 | 1
CIV | HIV | 183.1293 | 0.38363 | 0.87006 | 1
CIV | HIV | 183.5051 | 0.38408 | 0.87048 | 1
CIV | HIV | 183.7315 | 0.38452 | 0.87052 | 1
CIV | HIV | 183.7996 | 0.38496 | 0.87052 | 1
CIV | HIV | 183.8386 | 0.3854 | 0.87054 | 1
CIV | HIV | 183.8515 | 0.38585 | 0.87057 | 1
CIV | HIV | 183.9816 | 0.38629 | 0.87191 | 1
CIV | HIV | 184.0963 | 0.38673 | 0.87195 | 1
CIV | HIV | 184.1587 | 0.38718 | 0.87204 | 1
CIV | HIV | 184.2545 | 0.38762 | 0.87207 | 1
CIV | HIV | 184.4075 | 0.38806 | 0.87219 | 1
CIV | HIV | 184.4348 | 0.38851 | 0.87222 | 1
CIV | HIV | 184.9184 | 0.38895 | 0.87223 | 1
CIV | HIV | 184.9377 | 0.3894 | 0.87226 | 1
CIV | HIV | 185.2625 | 0.38984 | 0.87238 | 1
CIV | HIV | 185.3552 | 0.39029 | 0.87258 | 1
CIV | HIV | 185.3653 | 0.39074 | 0.87258 | 1
CIV | HIV | 185.4211 | 0.39118 | 0.87261 | 1
CIV | HIV | 185.5577 | 0.39163 | 0.87267 | 1
CIV | HIV | 185.5778 | 0.39208 | 0.87282 | 1
CIV | HIV | 185.7749 | 0.39252 | 0.87321 | 1
CIV | HIV | 185.7817 | 0.39297 | 0.87322 | 1
CIV | HIV | 186.0723 | 0.39342 | 0.87334 | 1
CIV | HIV | 186.0899 | 0.39387 | 0.87336 | 1
CIV | HIV | 186.1648 | 0.39432 | 0.87339 | 1
CIV | HIV | 186.2299 | 0.39476 | 0.87426 | 1
CIV | HIV | 186.2393 | 0.39521 | 0.87429 | 1
CIV | HIV | 186.2455 | 0.39566 | 0.87435 | 1
CIV | HIV | 186.2878 | 0.39611 | 0.87436 | 1
CIV | HIV | 186.3054 | 0.39656 | 0.87436 | 1
CIV | HIV | 186.3332 | 0.39701 | 0.87437 | 1
CIV | HIV | 186.4744 | 0.39745 | 0.87451 | 1
CIV | HIV | 186.522 | 0.3979 | 0.87454 | 1
CIV | HIV | 186.5604 | 0.39835 | 0.87455 | 1
CIV | HIV | 186.734 | 0.3988 | 0.87458 | 1
CIV | HIV | 186.8008 | 0.39925 | 0.87478 | 1
CIV | HIV | 187.1577 | 0.3997 | 0.87478 | 1
CIV | HIV | 187.2585 | 0.40015 | 0.87546 | 1
CIV | HIV | 187.4553 | 0.40061 | 0.87547 | 1
CIV | HIV | 187.7399 | 0.40106 | 0.87548 | 1
CIV | HIV | 188.0215 | 0.40151 | 0.87568 | 1
CIV | HIV | 188.0765 | 0.40196 | 0.87569 | 1
CIV | HIV | 188.1151 | 0.40287 | 0.87586 | 2
CIV | HIV | 188.2621 | 0.40332 | 0.87594 | 1
CIV | HIV | 188.4552 | 0.40378 | 0.87595 | 1
CIV | HIV | 188.6197 | 0.40423 | 0.87595 | 1
CIV | HIV | 188.7308 | 0.40468 | 0.87596 | 1
CIV | HIV | 188.9009 | 0.40514 | 0.87614 | 1
CIV | HIV | 189.0261 | 0.40559 | 0.87618 | 1
CIV | HIV | 189.1126 | 0.40605 | 0.87618 | 1
CIV | HIV | 189.3353 | 0.4065 | 0.87621 | 1
CIV | HIV | 189.5424 | 0.40696 | 0.87621 | 1
CIV | HIV | 189.626 | 0.40742 | 0.87627 | 1
CIV | HIV | 189.894 | 0.40787 | 0.87646 | 1
CIV | HIV | 190.0844 | 0.40833 | 0.87682 | 1
CIV | HIV | 190.1362 | 0.40879 | 0.87684 | 1
CIV | HIV | 190.5756 | 0.40925 | 0.87738 | 1
CIV | HIV | 190.7701 | 0.40971 | 0.8775 | 1
CIV | HIV | 190.7766 | 0.41017 | 0.87752 | 1
CIV | HIV | 190.9066 | 0.41063 | 0.87753 | 1
CIV | HIV | 191.1864 | 0.41109 | 0.87763 | 1
CIV | HIV | 191.26 | 0.41155 | 0.87764 | 1
CIV | HIV | 191.4246 | 0.41201 | 0.87764 | 1
CIV | HIV | 191.5061 | 0.41247 | 0.87827 | 1
CIV | HIV | 191.6227 | 0.41293 | 0.87828 | 1
CIV | HIV | 191.9198 | 0.41339 | 0.87858 | 1
CIV | HIV | 192.4026 | 0.41386 | 0.87859 | 1
CIV | HIV | 192.4437 | 0.41432 | 0.87901 | 1
CIV | HIV | 192.5332 | 0.41478 | 0.87905 | 1
CIV | HIV | 192.757 | 0.41525 | 0.87906 | 1
CIV | HIV | 192.8141 | 0.41571 | 0.87916 | 1
CIV | HIV | 193.0618 | 0.41618 | 0.87965 | 1
CIV | HIV | 193.4441 | 0.41664 | 0.87966 | 1
CIV | HIV | 193.7509 | 0.41711 | 0.87967 | 1
CIV | HIV | 193.8299 | 0.41757 | 0.8797 | 1
CIV | HIV | 194.0995 | 0.41804 | 0.87971 | 1
CIV | HIV | 194.1239 | 0.41851 | 0.87974 | 1
CIV | HIV | 194.2052 | 0.41898 | 0.87988 | 1
CIV | HIV | 194.4168 | 0.41945 | 0.87988 | 1
CIV | HIV | 194.4245 | 0.41991 | 0.8799 | 1
CIV | HIV | 194.4442 | 0.42038 | 0.88465 | 1
CIV | HIV | 194.46 | 0.42085 | 0.88466 | 1
CIV | HIV | 194.789 | 0.42132 | 0.88468 | 1
CIV | HIV | 194.9291 | 0.42179 | 0.88533 | 1
CIV | HIV | 195.0521 | 0.42226 | 0.88534 | 1
CIV | HIV | 195.126 | 0.42273 | 0.88536 | 1
CIV | HIV | 195.2482 | 0.4232 | 0.88557 | 1
CIV | HIV | 195.5212 | 0.42367 | 0.88588 | 1
CIV | HIV | 196.1352 | 0.42414 | 0.88597 | 1
CIV | HIV | 196.235 | 0.42461 | 0.88603 | 1
CIV | HIV | 196.2368 | 0.42508 | 0.88604 | 1
CIV | HIV | 196.3554 | 0.42556 | 0.88605 | 1
CIV | HIV | 196.3851 | 0.42603 | 0.88605 | 1
CIV | HIV | 196.5397 | 0.4265 | 0.88608 | 1
CIV | HIV | 196.6759 | 0.42698 | 0.88609 | 1
CIV | HIV | 196.6949 | 0.42745 | 0.8873 | 1
CIV | HIV | 196.7764 | 0.42792 | 0.88785 | 1
CIV | HIV | 196.9894 | 0.4284 | 0.88786 | 1
CIV | HIV | 197.3369 | 0.42887 | 0.88898 | 1
CIV | HIV | 197.4328 | 0.42935 | 0.88898 | 1
CIV | HIV | 197.4768 | 0.42982 | 0.88904 | 1
CIV | HIV | 197.6487 | 0.4303 | 0.88905 | 1
CIV | HIV | 197.7289 | 0.43078 | 0.88906 | 1
CIV | HIV | 198.0636 | 0.43125 | 0.88916 | 1
CIV | HIV | 198.1905 | 0.43173 | 0.88924 | 1
CIV | HIV | 198.2185 | 0.43221 | 0.88942 | 1
CIV | HIV | 198.3281 | 0.43268 | 0.88942 | 1
CIV | HIV | 198.5616 | 0.43316 | 0.88943 | 1
CIV | HIV | 198.6394 | 0.43364 | 0.8895 | 1
CIV | HIV | 198.7584 | 0.43412 | 0.88951 | 1
CIV | HIV | 198.9195 | 0.4346 | 0.8896 | 1
CIV | HIV | 198.9321 | 0.43508 | 0.88962 | 1
CIV | HIV | 199.2884 | 0.43556 | 0.88973 | 1
CIV | HIV | 199.3316 | 0.43604 | 0.88976 | 1
CIV | HIV | 199.7218 | 0.43652 | 0.88989 | 1
CIV | HIV | 199.7538 | 0.437 | 0.8899 | 1
CIV | HIV | 199.9196 | 0.43748 | 0.89006 | 1
CIV | HIV | 200.131 | 0.43796 | 0.89007 | 1
CIV | HIV | 200.3812 | 0.43844 | 0.89014 | 1
CIV | HIV | 200.553 | 0.43893 | 0.89018 | 1
CIV | HIV | 200.5781 | 0.43941 | 0.89019 | 1
CIV | HIV | 200.7365 | 0.43989 | 0.8902 | 1
CIV | HIV | 201.3907 | 0.44038 | 0.89026 | 1
CIV | HIV | 201.7287 | 0.44086 | 0.89028 | 1
CIV | HIV | 201.978 | 0.44135 | 0.89029 | 1
CIV | HIV | 202.0916 | 0.44184 | 0.89029 | 1
CIV | HIV | 202.1183 | 0.44232 | 0.89029 | 1
CIV | HIV | 202.1497 | 0.44281 | 0.8903 | 1
CIV | HIV | 202.2295 | 0.4433 | 0.89032 | 1
CIV | HIV | 202.3452 | 0.44378 | 0.89034 | 1
CIV | HIV | 202.477 | 0.44427 | 0.89051 | 1
CIV | HIV | 202.7069 | 0.44476 | 0.89055 | 1
CIV | HIV | 202.9927 | 0.44525 | 0.8906 | 1
CIV | HIV | 203.2714 | 0.44574 | 0.8906 | 1
CIV | HIV | 203.6386 | 0.44623 | 0.8907 | 1
CIV | HIV | 203.7108 | 0.44672 | 0.89137 | 1
CIV | HIV | 203.8405 | 0.44721 | 0.89138 | 1
CIV | HIV | 204.3352 | 0.4477 | 0.89159 | 1
CIV | HIV | 204.415 | 0.44819 | 0.89185 | 1
CIV | HIV | 204.4545 | 0.44869 | 0.89416 | 1
CIV | HIV | 204.6963 | 0.44918 | 0.89422 | 1
CIV | HIV | 204.7117 | 0.44967 | 0.89422 | 1
CIV | HIV | 204.8335 | 0.45016 | 0.89422 | 1
CIV | HIV | 206.0212 | 0.45066 | 0.89437 | 1
CIV | HIV | 206.0471 | 0.45116 | 0.89438 | 1
CIV | HIV | 206.3363 | 0.45165 | 0.89444 | 1
CIV | HIV | 206.3878 | 0.45215 | 0.89445 | 1
CIV | HIV | 206.4591 | 0.45265 | 0.89448 | 1
CIV | HIV | 206.7083 | 0.45314 | 0.89462 | 1
CIV | HIV | 206.7831 | 0.45364 | 0.89463 | 1
CIV | HIV | 206.8106 | 0.45414 | 0.89464 | 1
CIV | HIV | 206.8147 | 0.45464 | 0.89467 | 1
CIV | HIV | 206.9605 | 0.45563 | 0.89472 | 2
CIV | HIV | 207.1202 | 0.45613 | 0.89473 | 1
CIV | HIV | 207.2016 | 0.45663 | 0.89506 | 1
CIV | HIV | 207.513 | 0.45713 | 0.89521 | 1
CIV | HIV | 207.6924 | 0.45763 | 0.89521 | 1
CIV | HIV | 208.3535 | 0.45813 | 0.89524 | 1
CIV | HIV | 208.541 | 0.45863 | 0.89529 | 1
CIV | HIV | 208.6044 | 0.45914 | 0.89639 | 1
CIV | HIV | 208.6374 | 0.45964 | 0.8964 | 1
CIV | HIV | 208.6572 | 0.46014 | 0.89693 | 1
CIV | HIV | 208.6632 | 0.46064 | 0.89701 | 1
CIV | HIV | 208.6897 | 0.46115 | 0.89723 | 1
CIV | HIV | 209.2376 | 0.46165 | 0.89752 | 1
CIV | HIV | 209.2948 | 0.46215 | 0.89754 | 1
CIV | HIV | 209.3884 | 0.46266 | 0.89757 | 1
CIV | HIV | 209.8435 | 0.46316 | 0.89768 | 1
CIV | HIV | 210.0162 | 0.46367 | 0.89854 | 1
CIV | HIV | 210.0719 | 0.46417 | 0.8993 | 1
CIV | HIV | 210.0835 | 0.46468 | 0.90059 | 1
CIV | HIV | 210.3249 | 0.46519 | 0.90291 | 1
CIV | HIV | 210.5568 | 0.46569 | 0.90391 | 1
CIV | HIV | 211.1433 | 0.4662 | 0.90395 | 1
CIV | HIV | 211.3191 | 0.46671 | 0.90414 | 1
CIV | HIV | 211.3287 | 0.46722 | 0.90541 | 1
CIV | HIV | 211.4221 | 0.46773 | 0.90541 | 1
CIV | HIV | 211.5714 | 0.46824 | 0.90549 | 1
CIV | HIV | 211.6802 | 0.46875 | 0.90549 | 1
CIV | HIV | 211.6814 | 0.46926 | 0.9055 | 1
CIV | HIV | 211.6919 | 0.47028 | 0.90607 | 2
CIV | HIV | 211.7647 | 0.47079 | 0.90625 | 1
CIV | HIV | 211.7697 | 0.47181 | 0.90636 | 2
CIV | HIV | 212.0522 | 0.47232 | 0.90643 | 1
CIV | HIV | 212.2186 | 0.47283 | 0.90643 | 1
CIV | HIV | 212.3506 | 0.47334 | 0.90644 | 1
CIV | HIV | 212.5827 | 0.47385 | 0.90649 | 1
CIV | HIV | 212.6358 | 0.47436 | 0.9065 | 1
CIV | HIV | 212.7347 | 0.47487 | 0.90651 | 1
CIV | HIV | 213.213 | 0.47539 | 0.90652 | 1
CIV | HIV | 213.3049 | 0.4759 | 0.90653 | 1
CIV | HIV | 213.379 | 0.47642 | 0.90663 | 1
CIV | HIV | 213.6638 | 0.47693 | 0.90988 | 1
CIV | HIV | 213.8636 | 0.47744 | 0.91088 | 1
CIV | HIV | 213.9049 | 0.47796 | 0.91089 | 1
CIV | HIV | 213.9519 | 0.47847 | 0.91191 | 1
CIV | HIV | 214.0706 | 0.47899 | 0.91201 | 1
CIV | HIV | 214.3576 | 0.47951 | 0.91203 | 1
CIV | HIV | 214.5837 | 0.48002 | 0.91228 | 1
CIV | HIV | 214.9295 | 0.48054 | 0.9123 | 1
CIV | HIV | 215.0418 | 0.48106 | 0.91231 | 1
CIV | HIV | 215.1265 | 0.48158 | 0.9126 | 1
CIV | HIV | 215.8563 | 0.4821 | 0.91261 | 1
CIV | HIV | 215.8988 | 0.48261 | 0.91261 | 1
CIV | HIV | 215.9197 | 0.48313 | 0.91262 | 1
CIV | HIV | 216.3809 | 0.48366 | 0.91265 | 1
CIV | HIV | 216.4809 | 0.48418 | 0.91265 | 1
CIV | HIV | 216.4932 | 0.4847 | 0.91302 | 1
CIV | HIV | 216.5031 | 0.48522 | 0.91302 | 1
CIV | HIV | 217.0057 | 0.48574 | 0.91303 | 1
CIV | HIV | 217.0926 | 0.48626 | 0.91327 | 1
CIV | HIV | 217.1827 | 0.48679 | 0.9133 | 1
CIV | HIV | 217.2755 | 0.48731 | 0.9133 | 1
CIV | HIV | 217.3492 | 0.48783 | 0.91332 | 1
CIV | HIV | 217.4699 | 0.48836 | 0.91336 | 1
CIV | HIV | 217.5219 | 0.48888 | 0.91378 | 1
CIV | HIV | 217.8237 | 0.48941 | 0.91379 | 1
CIV | HIV | 218.039 | 0.48993 | 0.91384 | 1
CIV | HIV | 218.1324 | 0.49046 | 0.91387 | 1
CIV | HIV | 218.4087 | 0.49098 | 0.91626 | 1
CIV | HIV | 218.4568 | 0.49151 | 0.9163 | 1
CIV | HIV | 218.8608 | 0.49203 | 0.91659 | 1
CIV | HIV | 218.8791 | 0.49256 | 0.91663 | 1
CIV | HIV | 218.9711 | 0.49309 | 0.91669 | 1
CIV | HIV | 219.0861 | 0.49362 | 0.91691 | 1
CIV | HIV | 219.1382 | 0.49414 | 0.91719 | 1
CIV | HIV | 219.2054 | 0.49467 | 0.9172 | 1
CIV | HIV | 219.3807 | 0.4952 | 0.91721 | 1
CIV | HIV | 219.4814 | 0.49573 | 0.91726 | 1
CIV | HIV | 219.7298 | 0.49626 | 0.91726 | 1
CIV | HIV | 219.7502 | 0.49679 | 0.91726 | 1
CIV | HIV | 219.7763 | 0.49731 | 0.91727 | 1
CIV | HIV | 220.4146 | 0.49785 | 0.91737 | 1
CIV | HIV | 220.5802 | 0.49838 | 0.91737 | 1
CIV | HIV | 220.6677 | 0.49891 | 0.91738 | 1
CIV | HIV | 220.8225 | 0.49944 | 0.91746 | 1
CIV | HIV | 220.9383 | 0.49997 | 0.91746 | 1
CIV | HIV | 220.9713 | 0.5005 | 0.91747 | 1
CIV | HIV | 221.0532 | 0.50104 | 0.91755 | 1
CIV | HIV | 221.2896 | 0.50157 | 0.91757 | 1
CIV | HIV | 221.2923 | 0.5021 | 0.91765 | 1
CIV | HIV | 221.3903 | 0.50263 | 0.91765 | 1
CIV | HIV | 221.6529 | 0.50317 | 0.91776 | 1
CIV | HIV | 221.7078 | 0.5037 | 0.91818 | 1
CIV | HIV | 221.8935 | 0.50424 | 0.91819 | 1
CIV | HIV | 222.1191 | 0.50477 | 0.91889 | 1
CIV | HIV | 222.1609 | 0.5053 | 0.91899 | 1
CIV | HIV | 222.239 | 0.50584 | 0.91907 | 1
CIV | HIV | 222.3154 | 0.50637 | 0.91908 | 1
CIV | HIV | 222.4425 | 0.50691 | 0.91919 | 1
CIV | HIV | 222.7984 | 0.50745 | 0.91921 | 1
CIV | HIV | 222.9233 | 0.50798 | 0.91921 | 1
CIV | HIV | 223.1449 | 0.50852 | 0.91924 | 1
CIV | HIV | 223.28 | 0.50906 | 0.92084 | 1
CIV | HIV | 223.3263 | 0.5096 | 0.92096 | 1
CIV | HIV | 223.4945 | 0.51013 | 0.92097 | 1
CIV | HIV | 223.5214 | 0.51067 | 0.92099 | 1
CIV | HIV | 223.9214 | 0.51121 | 0.921 | 1
CIV | HIV | 224.0733 | 0.51175 | 0.92101 | 1
CIV | HIV | 224.1992 | 0.51229 | 0.9212 | 1
CIV | HIV | 224.3602 | 0.51283 | 0.92121 | 1
CIV | HIV | 224.4005 | 0.51337 | 0.92129 | 1
CIV | HIV | 224.418 | 0.51391 | 0.92132 | 1
CIV | HIV | 224.6548 | 0.51445 | 0.92134 | 1
CIV | HIV | 224.9145 | 0.51499 | 0.92135 | 1
CIV | HIV | 225.0106 | 0.51554 | 0.92145 | 1
CIV | HIV | 225.6766 | 0.51608 | 0.92145 | 1
CIV | HIV | 225.8911 | 0.51662 | 0.9218 | 1
CIV | HIV | 225.9974 | 0.51717 | 0.92183 | 1
CIV | HIV | 226.0843 | 0.51771 | 0.92195 | 1
CIV | HIV | 226.1981 | 0.51826 | 0.92206 | 1
CIV | HIV | 226.2451 | 0.5188 | 0.92209 | 1
CIV | HIV | 226.3103 | 0.51934 | 0.92209 | 1
CIV | HIV | 226.359 | 0.51989 | 0.9221 | 1
CIV | HIV | 226.8102 | 0.52044 | 0.92214 | 1
CIV | HIV | 227.3006 | 0.52098 | 0.92221 | 1
CIV | HIV | 227.3605 | 0.52153 | 0.92227 | 1
CIV | HIV | 227.4131 | 0.52208 | 0.92229 | 1
CIV | HIV | 227.6356 | 0.52263 | 0.92245 | 1
CIV | HIV | 227.9298 | 0.52317 | 0.9231 | 1
CIV | HIV | 228.0189 | 0.52372 | 0.92311 | 1
CIV | HIV | 228.0962 | 0.52427 | 0.92312 | 1
CIV | HIV | 228.1062 | 0.52482 | 0.92315 | 1
CIV | HIV | 228.128 | 0.52537 | 0.92316 | 1
CIV | HIV | 228.1712 | 0.52592 | 0.9232 | 1
CIV | HIV | 228.7035 | 0.52647 | 0.92326 | 1
CIV | HIV | 229.1273 | 0.52702 | 0.92335 | 1
CIV | HIV | 229.7825 | 0.52758 | 0.9241 | 1
CIV | HIV | 230.2283 | 0.52813 | 0.92422 | 1
CIV | HIV | 230.2567 | 0.52868 | 0.92422 | 1
CIV | HIV | 231.5486 | 0.52924 | 0.9244 | 1
CIV | HIV | 231.7161 | 0.5298 | 0.92441 | 1
CIV | HIV | 231.82 | 0.53036 | 0.92476 | 1
CIV | HIV | 232.1273 | 0.53092 | 0.92481 | 1
CIV | HIV | 232.2195 | 0.53148 | 0.92482 | 1
CIV | HIV | 232.7591 | 0.53204 | 0.92503 | 1
CIV | HIV | 232.8187 | 0.5326 | 0.92503 | 1
CIV | HIV | 233.1707 | 0.53316 | 0.92538 | 1
CIV | HIV | 233.2639 | 0.53372 | 0.92545 | 1
CIV | HIV | 233.5331 | 0.53428 | 0.92589 | 1
CIV | HIV | 233.73 | 0.53484 | 0.92589 | 1
CIV | HIV | 233.8139 | 0.53541 | 0.92597 | 1
CIV | HIV | 235.1205 | 0.53597 | 0.92597 | 1
CIV | HIV | 235.3891 | 0.53654 | 0.92599 | 1
CIV | HIV | 235.5553 | 0.53711 | 0.92601 | 1
CIV | HIV | 235.5633 | 0.53767 | 0.92605 | 1
CIV | HIV | 236.2192 | 0.53824 | 0.92615 | 1
CIV | HIV | 236.5424 | 0.53881 | 0.9264 | 1
CIV | HIV | 236.7177 | 0.53938 | 0.92644 | 1
CIV | HIV | 236.9729 | 0.53995 | 0.92647 | 1
CIV | HIV | 237.559 | 0.54052 | 0.92662 | 1
CIV | HIV | 238.0064 | 0.5411 | 0.92663 | 1
CIV | HIV | 238.0883 | 0.54167 | 0.92707 | 1
CIV | HIV | 238.0909 | 0.54224 | 0.9274 | 1
CIV | HIV | 238.292 | 0.54282 | 0.92743 | 1
CIV | HIV | 239.0245 | 0.54339 | 0.9279 | 1
CIV | HIV | 239.0846 | 0.54397 | 0.92791 | 1
CIV | HIV | 239.4613 | 0.54455 | 0.9282 | 1
CIV | HIV | 239.5674 | 0.54512 | 0.92824 | 1
CIV | HIV | 239.952 | 0.5457 | 0.92852 | 1
CIV | HIV | 240.0942 | 0.54628 | 0.92853 | 1
CIV | HIV | 240.4271 | 0.54686 | 0.92854 | 1
CIV | HIV | 240.5598 | 0.54744 | 0.92859 | 1
CIV | HIV | 240.7621 | 0.54802 | 0.92902 | 1
CIV | HIV | 241.1116 | 0.5486 | 0.92919 | 1
CIV | HIV | 241.272 | 0.54918 | 0.92926 | 1
CIV | HIV | 241.3823 | 0.54976 | 0.92931 | 1
CIV | HIV | 242.3236 | 0.55034 | 0.92935 | 1
CIV | HIV | 243.3503 | 0.55093 | 0.92942 | 1
CIV | HIV | 244.8059 | 0.55152 | 0.93016 | 1
CIV | HIV | 245.1064 | 0.55211 | 0.93029 | 1
CIV | HIV | 245.3087 | 0.5527 | 0.93031 | 1
CIV | HIV | 245.6584 | 0.55329 | 0.93032 | 1
CIV | HIV | 245.731 | 0.55388 | 0.93104 | 1
CIV | HIV | 246.3816 | 0.55447 | 0.93111 | 1
CIV | HIV | 246.548 | 0.55507 | 0.93111 | 1
CIV | HIV | 246.7385 | 0.55566 | 0.93138 | 1
CIV | HIV | 246.742 | 0.55625 | 0.93159 | 1
CIV | HIV | 247.3672 | 0.55685 | 0.9316 | 1
CIV | HIV | 248.2785 | 0.55745 | 0.93166 | 1
CIV | HIV | 248.3906 | 0.55805 | 0.93172 | 1
CIV | HIV | 248.9886 | 0.55865 | 0.93179 | 1
CIV | HIV | 249.4486 | 0.55925 | 0.93181 | 1
CIV | HIV | 249.4719 | 0.55985 | 0.93213 | 1
CIV | HIV | 250.8266 | 0.56045 | 0.93215 | 1
CIV | HIV | 251.1037 | 0.56105 | 0.93217 | 1
CIV | HIV | 251.1317 | 0.56166 | 0.9322 | 1
CIV | HIV | 251.1713 | 0.56226 | 0.93287 | 1
CIV | HIV | 251.2181 | 0.56287 | 0.93289 | 1
CIV | HIV | 251.4314 | 0.56347 | 0.93291 | 1
CIV | HIV | 251.6807 | 0.56408 | 0.933 | 1
CIV | HIV | 252.6737 | 0.56469 | 0.93343 | 1
CIV | HIV | 253.868 | 0.5653 | 0.93346 | 1
CIV | HIV | 253.9275 | 0.56591 | 0.93351 | 1
CIV | HIV | 255.4818 | 0.56653 | 0.93363 | 1
CIV | HIV | 255.5466 | 0.56714 | 0.93374 | 1
CIV | HIV | 256.0189 | 0.56776 | 0.93376 | 1
CIV | HIV | 256.1875 | 0.56837 | 0.93376 | 1
CIV | HIV | 256.4248 | 0.56899 | 0.93383 | 1
CIV | HIV | 256.8089 | 0.56961 | 0.93384 | 1
CIV | HIV | 257.2092 | 0.57023 | 0.93386 | 1
CIV | HIV | 257.2748 | 0.57085 | 0.93389 | 1
CIV | HIV | 257.6866 | 0.57147 | 0.9339 | 1
CIV | HIV | 257.8089 | 0.57209 | 0.93413 | 1
CIV | HIV | 258.0301 | 0.57271 | 0.93466 | 1
CIV | HIV | 259.0782 | 0.57333 | 0.93474 | 1
CIV | HIV | 259.2954 | 0.57396 | 0.93475 | 1
CIV | HIV | 259.5899 | 0.57458 | 0.93575 | 1
CIV | HIV | 260.7135 | 0.57521 | 0.93626 | 1
CIV | HIV | 260.9458 | 0.57584 | 0.9364 | 1
CIV | HIV | 261.3282 | 0.57647 | 0.93641 | 1
CIV | HIV | 261.4282 | 0.5771 | 0.93648 | 1
CIV | HIV | 261.6127 | 0.57773 | 0.93651 | 1
CIV | HIV | 261.709 | 0.57836 | 0.93805 | 1
CIV | HIV | 261.9596 | 0.57899 | 0.93805 | 1
CIV | HIV | 262.0287 | 0.57962 | 0.93816 | 1
CIV | HIV | 262.1699 | 0.58025 | 0.94015 | 1
CIV | HIV | 262.3682 | 0.58088 | 0.94016 | 1
CIV | HIV | 262.5044 | 0.58151 | 0.94021 | 1
CIV | HIV | 262.6518 | 0.58215 | 0.94122 | 1
CIV | HIV | 262.9057 | 0.58278 | 0.94157 | 1
CIV | HIV | 262.9386 | 0.58341 | 0.94157 | 1
CIV | HIV | 263.1472 | 0.58405 | 0.9416 | 1
CIV | HIV | 263.1843 | 0.58468 | 0.9416 | 1
CIV | HIV | 263.2095 | 0.58531 | 0.94162 | 1
CIV | HIV | 263.261 | 0.58595 | 0.94167 | 1
CIV | HIV | 263.4687 | 0.58658 | 0.94226 | 1
CIV | HIV | 264.3188 | 0.58722 | 0.94241 | 1
CIV | HIV | 264.5831 | 0.58785 | 0.94242 | 1
CIV | HIV | 264.6022 | 0.58849 | 0.94242 | 1
CIV | HIV | 264.7204 | 0.58913 | 0.94262 | 1
CIV | HIV | 264.7609 | 0.58977 | 0.94266 | 1
CIV | HIV | 264.8166 | 0.5904 | 0.94479 | 1
CIV | HIV | 265.0087 | 0.59104 | 0.94507 | 1
CIV | HIV | 265.4821 | 0.59168 | 0.94517 | 1
CIV | HIV | 266.1646 | 0.59232 | 0.94518 | 1
CIV | HIV | 267.2978 | 0.59297 | 0.94558 | 1
CIV | HIV | 267.9199 | 0.59361 | 0.94559 | 1
CIV | HIV | 268.5367 | 0.59426 | 0.94559 | 1
CIV | HIV | 269.3384 | 0.59491 | 0.94563 | 1
CIV | HIV | 270.1716 | 0.59556 | 0.94564 | 1
CIV | HIV | 270.3003 | 0.59621 | 0.94592 | 1
CIV | HIV | 271.3391 | 0.59686 | 0.94597 | 1
CIV | HIV | 271.4234 | 0.59751 | 0.94597 | 1
CIV | HIV | 271.4669 | 0.59817 | 0.946 | 1
CIV | HIV | 271.5944 | 0.59882 | 0.94651 | 1
CIV | HIV | 271.7459 | 0.59947 | 0.94752 | 1
CIV | HIV | 272.1231 | 0.60013 | 0.94753 | 1
CIV | HIV | 272.8932 | 0.60079 | 0.94764 | 1
CIV | HIV | 272.9679 | 0.60144 | 0.94768 | 1
CIV | HIV | 273.0208 | 0.6021 | 0.94777 | 1
CIV | HIV | 273.528 | 0.60276 | 0.94782 | 1
CIV | HIV | 273.5743 | 0.60342 | 0.948 | 1
CIV | HIV | 274.1796 | 0.60408 | 0.948 | 1
CIV | HIV | 274.2662 | 0.60474 | 0.94802 | 1
CIV | HIV | 274.2952 | 0.6054 | 0.94813 | 1
CIV | HIV | 274.3957 | 0.60606 | 0.94832 | 1
CIV | HIV | 274.4347 | 0.60672 | 0.94833 | 1
CIV | HIV | 274.5888 | 0.60738 | 0.94841 | 1
CIV | HIV | 274.7016 | 0.60804 | 0.94841 | 1
CIV | HIV | 275.2182 | 0.60871 | 0.94848 | 1
CIV | HIV | 275.4481 | 0.60937 | 0.9485 | 1
CIV | HIV | 276.6015 | 0.61003 | 0.94876 | 1
CIV | HIV | 277.0836 | 0.6107 | 0.94878 | 1
CIV | HIV | 277.3108 | 0.61137 | 0.94882 | 1
CIV | HIV | 277.9803 | 0.61204 | 0.94888 | 1
CIV | HIV | 277.9929 | 0.61271 | 0.94895 | 1
CIV | HIV | 278.4373 | 0.61338 | 0.94898 | 1
CIV | HIV | 278.5938 | 0.61405 | 0.94912 | 1
CIV | HIV | 278.9317 | 0.61472 | 0.94914 | 1
CIV | HIV | 279.1376 | 0.61539 | 0.94916 | 1
CIV | HIV | 279.3579 | 0.61606 | 0.94923 | 1
CIV | HIV | 279.3798 | 0.61674 | 0.94943 | 1
CIV | HIV | 279.4308 | 0.61741 | 0.94944 | 1
CIV | HIV | 279.468 | 0.61808 | 0.94946 | 1
CIV | HIV | 279.5136 | 0.61876 | 0.94946 | 1
CIV | HIV | 279.575 | 0.61943 | 0.94947 | 1
CIV | HIV | 279.5824 | 0.6201 | 0.94953 | 1
CIV | HIV | 279.6649 | 0.62078 | 0.94953 | 1
CIV | HIV | 279.9045 | 0.62145 | 0.94956 | 1
CIV | HIV | 279.9536 | 0.62212 | 0.94991 | 1
CIV | HIV | 280.0009 | 0.6228 | 0.94992 | 1
CIV | HIV | 280.5576 | 0.62347 | 0.94992 | 1
CIV | HIV | 280.8022 | 0.62415 | 0.94994 | 1
CIV | HIV | 280.9719 | 0.62483 | 0.95034 | 1
CIV | HIV | 281.6046 | 0.6255 | 0.95034 | 1
CIV | HIV | 281.6376 | 0.62618 | 0.95038 | 1
CIV | HIV | 281.6535 | 0.62686 | 0.9504 | 1
CIV | HIV | 282.04 | 0.62754 | 0.95077 | 1
CIV | HIV | 282.6043 | 0.62822 | 0.95082 | 1
CIV | HIV | 282.6801 | 0.6289 | 0.95166 | 1
CIV | HIV | 282.7192 | 0.62958 | 0.95167 | 1
CIV | HIV | 282.7808 | 0.63026 | 0.9517 | 1
CIV | HIV | 283.3391 | 0.63094 | 0.9521 | 1
CIV | HIV | 283.6677 | 0.63163 | 0.95212 | 1
CIV | HIV | 283.727 | 0.63231 | 0.95294 | 1
CIV | HIV | 284.2426 | 0.63299 | 0.95295 | 1
CIV | HIV | 284.5841 | 0.63368 | 0.95295 | 1
CIV | HIV | 285.3536 | 0.63437 | 0.95296 | 1
CIV | HIV | 285.5392 | 0.63505 | 0.95298 | 1
CIV | HIV | 285.9342 | 0.63574 | 0.95371 | 1
CIV | HIV | 286.1136 | 0.63643 | 0.95373 | 1
CIV | HIV | 286.1528 | 0.63712 | 0.95376 | 1
CIV | HIV | 286.4712 | 0.63781 | 0.95377 | 1
CIV | HIV | 286.9115 | 0.6385 | 0.95384 | 1
CIV | HIV | 286.9706 | 0.63919 | 0.95387 | 1
CIV | HIV | 287.4085 | 0.63988 | 0.95387 | 1
CIV | HIV | 287.781 | 0.64057 | 0.9539 | 1
CIV | HIV | 287.795 | 0.64127 | 0.9539 | 1
CIV | HIV | 289.3804 | 0.64196 | 0.95402 | 1
CIV | HIV | 290.4487 | 0.64266 | 0.9541 | 1
CIV | HIV | 290.4812 | 0.64336 | 0.95438 | 1
CIV | HIV | 291.5892 | 0.64406 | 0.95441 | 1
CIV | HIV | 292.5883 | 0.64477 | 0.95446 | 1
CIV | HIV | 292.5884 | 0.64547 | 0.95447 | 1
CIV | HIV | 292.6287 | 0.64618 | 0.95454 | 1
CIV | HIV | 292.6559 | 0.64688 | 0.95469 | 1
CIV | HIV | 294.3619 | 0.64759 | 0.95469 | 1
CIV | HIV | 294.4501 | 0.6483 | 0.95469 | 1
CIV | HIV | 294.9067 | 0.64901 | 0.9547 | 1
CIV | HIV | 294.9415 | 0.64972 | 0.9547 | 1
CIV | HIV | 295.4094 | 0.65043 | 0.95471 | 1
CIV | HIV | 296.2838 | 0.65114 | 0.95471 | 1
CIV | HIV | 297.1792 | 0.65186 | 0.95471 | 1
CIV | HIV | 297.3313 | 0.65258 | 0.95473 | 1
CIV | HIV | 299.1261 | 0.6533 | 0.95482 | 1
CIV | HIV | 299.3092 | 0.65402 | 0.95491 | 1
CIV | HIV | 300.3722 | 0.65474 | 0.95494 | 1
CIV | HIV | 300.6587 | 0.65546 | 0.95494 | 1
CIV | HIV | 300.7089 | 0.65619 | 0.95495 | 1
CIV | HIV | 301.2981 | 0.65691 | 0.95495 | 1
CIV | HIV | 302.209 | 0.65764 | 0.95499 | 1
CIV | HIV | 302.7117 | 0.65837 | 0.95501 | 1
CIV | HIV | 302.734 | 0.6591 | 0.95502 | 1
CIV | HIV | 303.5861 | 0.65983 | 0.95511 | 1
CIV | HIV | 307.1388 | 0.66057 | 0.95516 | 1
CIV | HIV | 307.322 | 0.66131 | 0.95614 | 1
CIV | HIV | 307.3336 | 0.66205 | 0.96094 | 1
CIV | HIV | 307.3634 | 0.66279 | 0.96097 | 1
CIV | HIV | 307.3647 | 0.66353 | 0.96097 | 1
CIV | HIV | 307.6779 | 0.66427 | 0.96098 | 1
CIV | HIV | 307.734 | 0.66501 | 0.96107 | 1
CIV | HIV | 307.8787 | 0.66575 | 0.96108 | 1
CIV | HIV | 308.6905 | 0.66649 | 0.96115 | 1
CIV | HIV | 308.89 | 0.66724 | 0.96115 | 1
CIV | HIV | 309.5421 | 0.66798 | 0.96116 | 1
CIV | HIV | 310.1241 | 0.66873 | 0.96119 | 1
CIV | HIV | 310.1288 | 0.66948 | 0.9612 | 1
CIV | HIV | 310.1707 | 0.67022 | 0.96126 | 1
CIV | HIV | 310.3446 | 0.67097 | 0.96128 | 1
CIV | HIV | 311.5535 | 0.67172 | 0.96132 | 1
CIV | HIV | 315.9774 | 0.67248 | 0.96132 | 1
CIV | HIV | 317.6592 | 0.67325 | 0.96172 | 1
CIV | HIV | 317.8338 | 0.67401 | 0.96175 | 1
CIV | HIV | 317.9025 | 0.67478 | 0.96175 | 1
CIV | HIV | 318.1098 | 0.67554 | 0.96179 | 1
CIV | HIV | 318.7845 | 0.67631 | 0.9618 | 1
CIV | HIV | 318.8068 | 0.67708 | 0.96191 | 1
CIV | HIV | 319.5839 | 0.67785 | 0.96191 | 1
CIV | HIV | 321.2007 | 0.67862 | 0.96192 | 1
CIV | HIV | 321.9216 | 0.67939 | 0.96192 | 1
CIV | HIV | 322.2562 | 0.68017 | 0.96193 | 1
CIV | HIV | 325.5242 | 0.68095 | 0.96198 | 1
CIV | HIV | 325.9444 | 0.68174 | 0.962 | 1
CIV | HIV | 327.6124 | 0.68253 | 0.96201 | 1
CIV | HIV | 327.7679 | 0.68332 | 0.96202 | 1
CIV | HIV | 328.2981 | 0.68411 | 0.96203 | 1
CIV | HIV | 329.9208 | 0.6849 | 0.96203 | 1
CIV | HIV | 331.3876 | 0.6857 | 0.96246 | 1
CIV | HIV | 332.2835 | 0.6865 | 0.96247 | 1
CIV | HIV | 333.7237 | 0.6873 | 0.96247 | 1
CIV | HIV | 333.936 | 0.68811 | 0.96251 | 1
CIV | HIV | 335.1549 | 0.68891 | 0.96251 | 1
CIV | HIV | 335.3771 | 0.68972 | 0.96268 | 1
CIV | HIV | 335.763 | 0.69053 | 0.96268 | 1
CIV | HIV | 338.7374 | 0.69134 | 0.96275 | 1
CIV | HIV | 339.2417 | 0.69216 | 0.96276 | 1
CIV | HIV | 340.3498 | 0.69298 | 0.96276 | 1
CIV | HIV | 340.6499 | 0.6938 | 0.96277 | 1
CIV | HIV | 340.6974 | 0.69462 | 0.96283 | 1
CIV | HIV | 341.7615 | 0.69544 | 0.96285 | 1
CIV | HIV | 342.1188 | 0.69627 | 0.96286 | 1
CIV | HIV | 345.0891 | 0.6971 | 0.96286 | 1
CIV | HIV | 345.1764 | 0.69793 | 0.9629 | 1
CIV | HIV | 345.4788 | 0.69876 | 0.9629 | 1
CIV | HIV | 345.9843 | 0.69959 | 0.96291 | 1
CIV | HIV | 348.829 | 0.70043 | 0.96292 | 1
CIV | HIV | 350.501 | 0.70128 | 0.96292 | 1
CIV | HIV | 352.0502 | 0.70213 | 0.96293 | 1
CIV | HIV | 355.0814 | 0.70298 | 0.96294 | 1
CIV | HIV | 355.7509 | 0.70384 | 0.96297 | 1
CIV | HIV | 355.9962 | 0.70469 | 0.96298 | 1
CIV | HIV | 356.5734 | 0.70555 | 0.96298 | 1
CIV | HIV | 357.1567 | 0.70641 | 0.96299 | 1
CIV | HIV | 359.7413 | 0.70728 | 0.96299 | 1
CIV | HIV | 360.1851 | 0.70814 | 0.96311 | 1
CIV | HIV | 360.2429 | 0.70901 | 0.96325 | 1
CIV | HIV | 360.2598 | 0.70988 | 0.9633 | 1
CIV | HIV | 360.3577 | 0.71075 | 0.96339 | 1
CIV | HIV | 360.8997 | 0.71162 | 0.96341 | 1
CIV | HIV | 361.8172 | 0.71249 | 0.96342 | 1
CIV | HIV | 363.3847 | 0.71336 | 0.96342 | 1
CIV | HIV | 363.7094 | 0.71424 | 0.96345 | 1
CIV | HIV | 365.2539 | 0.71512 | 0.96346 | 1
CIV | HIV | 365.4795 | 0.716 | 0.9635 | 1
CIV | HIV | 365.5475 | 0.71688 | 0.96351 | 1
CIV | HIV | 365.6184 | 0.71776 | 0.96386 | 1
CIV | HIV | 366.5053 | 0.71864 | 0.96386 | 1
CIV | HIV | 366.6404 | 0.71952 | 0.96396 | 1
CIV | HIV | 366.7714 | 0.7204 | 0.96397 | 1
CIV | HIV | 366.8549 | 0.72129 | 0.96397 | 1
CIV | HIV | 366.8818 | 0.72217 | 0.96397 | 1
CIV | HIV | 367.2818 | 0.72306 | 0.96398 | 1
CIV | HIV | 367.7784 | 0.72394 | 0.96398 | 1
CIV | HIV | 368.7293 | 0.72483 | 0.96535 | 1
CIV | HIV | 369.2433 | 0.72572 | 0.96541 | 1
CIV | HIV | 369.6117 | 0.72661 | 0.96543 | 1
CIV | HIV | 370.0054 | 0.7275 | 0.96544 | 1
CIV | HIV | 370.639 | 0.72839 | 0.96552 | 1
CIV | HIV | 370.9459 | 0.72928 | 0.96552 | 1
CIV | HIV | 370.996 | 0.73018 | 0.96554 | 1
CIV | HIV | 371.9915 | 0.73107 | 0.96559 | 1
CIV | HIV | 372.4877 | 0.73197 | 0.96559 | 1
CIV | HIV | 373.704 | 0.73287 | 0.96608 | 1
CIV | HIV | 376.1791 | 0.73377 | 0.96609 | 1
CIV | HIV | 376.5482 | 0.73468 | 0.96612 | 1
CIV | HIV | 377.4061 | 0.73559 | 0.96615 | 1
CIV | HIV | 377.7597 | 0.7365 | 0.96617 | 1
CIV | HIV | 379.4492 | 0.73741 | 0.9662 | 1
CIV | HIV | 379.8319 | 0.73833 | 0.96621 | 1
CIV | HIV | 380.0219 | 0.73924 | 0.96622 | 1
CIV | HIV | 381.0999 | 0.74016 | 0.96623 | 1
CIV | HIV | 381.5487 | 0.74108 | 0.96623 | 1
CIV | HIV | 381.6524 | 0.742 | 0.96624 | 1
CIV | HIV | 382.1776 | 0.74292 | 0.96625 | 1
CIV | HIV | 384.005 | 0.74384 | 0.96625 | 1
CIV | HIV | 386.124 | 0.74477 | 0.96681 | 1
CIV | HIV | 386.1351 | 0.7457 | 0.96682 | 1
CIV | HIV | 386.3274 | 0.74663 | 0.96749 | 1
CIV | HIV | 387.1889 | 0.74756 | 0.9675 | 1
CIV | HIV | 387.6541 | 0.7485 | 0.96751 | 1
CIV | HIV | 388.4156 | 0.74943 | 0.96753 | 1
CIV | HIV | 392.6152 | 0.75038 | 0.96754 | 1
CIV | HIV | 395.6198 | 0.75133 | 0.96754 | 1
CIV | HIV | 398.3101 | 0.75229 | 0.96756 | 1
CIV | HIV | 400.1693 | 0.75325 | 0.96757 | 1
CIV | HIV | 400.5696 | 0.75422 | 0.96757 | 1
CIV | HIV | 402.2033 | 0.75518 | 0.9676 | 1
CIV | HIV | 404.7887 | 0.75616 | 0.9676 | 1
CIV | HIV | 405.3245 | 0.75713 | 0.96762 | 1
CIV | HIV | 406.5076 | 0.75811 | 0.96762 | 1
CIV | HIV | 406.5699 | 0.75909 | 0.96762 | 1
CIV | HIV | 408.5172 | 0.76007 | 0.96813 | 1
CIV | HIV | 408.6027 | 0.76106 | 0.96814 | 1
CIV | HIV | 409.0026 | 0.76204 | 0.96815 | 1
CIV | HIV | 409.0872 | 0.76303 | 0.96815 | 1
CIV | HIV | 409.5392 | 0.76401 | 0.96816 | 1
CIV | HIV | 410.3376 | 0.765 | 0.96816 | 1
CIV | HIV | 411.2803 | 0.76599 | 0.96816 | 1
CIV | HIV | 411.8971 | 0.76698 | 0.96817 | 1
CIV | HIV | 414.9548 | 0.76798 | 0.9682 | 1
CIV | HIV | 416.8603 | 0.76899 | 0.9682 | 1
CIV | HIV | 417.6266 | 0.76999 | 0.96821 | 1
CIV | HIV | 417.7951 | 0.771 | 0.96821 | 1
CIV | HIV | 418.062 | 0.772 | 0.96822 | 1
CIV | HIV | 418.5786 | 0.77301 | 0.96822 | 1
CIV | HIV | 418.8831 | 0.77402 | 0.96825 | 1
CIV | HIV | 420.1713 | 0.77503 | 0.96907 | 1
CIV | HIV | 420.2299 | 0.77604 | 0.96908 | 1
CIV | HIV | 422.874 | 0.77706 | 0.96908 | 1
CIV | HIV | 423.2649 | 0.77808 | 0.96909 | 1
CIV | HIV | 423.314 | 0.7791 | 0.9691 | 1
CIV | HIV | 424.4786 | 0.78012 | 0.96911 | 1
CIV | HIV | 424.7212 | 0.78114 | 0.96913 | 1
CIV | HIV | 424.7798 | 0.78217 | 0.9695 | 1
CIV | HIV | 424.9254 | 0.78319 | 0.96951 | 1
CIV | HIV | 424.965 | 0.78421 | 0.96951 | 1
CIV | HIV | 426.0405 | 0.78524 | 0.96956 | 1
CIV | HIV | 427.0874 | 0.78627 | 0.96961 | 1
CIV | HIV | 427.603 | 0.7873 | 0.96961 | 1
CIV | HIV | 427.9445 | 0.78833 | 0.96962 | 1
CIV | HIV | 428.8226 | 0.78936 | 0.96971 | 1
CIV | HIV | 428.8996 | 0.79039 | 0.96971 | 1
CIV | HIV | 429.2946 | 0.79142 | 0.96976 | 1
CIV | HIV | 430.7689 | 0.79246 | 0.96976 | 1
CIV | HIV | 433.8091 | 0.79351 | 0.96977 | 1
CIV | HIV | 434.1892 | 0.79455 | 0.96977 | 1
CIV | HIV | 435.5316 | 0.7956 | 0.96978 | 1
CIV | HIV | 435.6579 | 0.79665 | 0.96978 | 1
CIV | HIV | 438.9693 | 0.79771 | 0.9698 | 1
CIV | HIV | 439.2562 | 0.79876 | 0.9698 | 1
CIV | HIV | 439.9983 | 0.79982 | 0.96981 | 1
CIV | HIV | 440.0177 | 0.80088 | 0.96982 | 1
CIV | HIV | 440.5396 | 0.80194 | 0.96982 | 1
CIV | HIV | 440.9649 | 0.803 | 0.96983 | 1
CIV | HIV | 442.2982 | 0.80407 | 0.96983 | 1
CIV | HIV | 444.9698 | 0.80514 | 0.9699 | 1
CIV | HIV | 444.9931 | 0.80621 | 0.96991 | 1
CIV | HIV | 446.0662 | 0.80729 | 0.96992 | 1
CIV | HIV | 448.0547 | 0.80836 | 0.96992 | 1
CIV | HIV | 449.0479 | 0.80945 | 0.96992 | 1
CIV | HIV | 450.4993 | 0.81053 | 0.96993 | 1
CIV | HIV | 452.051 | 0.81162 | 0.96993 | 1
CIV | HIV | 455.908 | 0.81272 | 0.96993 | 1
CIV | HIV | 456.2792 | 0.81381 | 0.96994 | 1
CIV | HIV | 456.5522 | 0.81491 | 0.96994 | 1
CIV | HIV | 456.6808 | 0.81601 | 0.96996 | 1
CIV | HIV | 458.0031 | 0.81712 | 0.96998 | 1
CIV | HIV | 462.4629 | 0.81823 | 0.96998 | 1
CIV | HIV | 464.323 | 0.81935 | 0.96999 | 1
CIV | HIV | 464.3639 | 0.82046 | 0.97052 | 1
CIV | HIV | 464.5389 | 0.82158 | 0.97076 | 1
CIV | HIV | 464.5611 | 0.8227 | 0.97077 | 1
CIV | HIV | 465.216 | 0.82382 | 0.97078 | 1
CIV | HIV | 465.6696 | 0.82494 | 0.9708 | 1
CIV | HIV | 467.6253 | 0.82607 | 0.9708 | 1
CIV | HIV | 468.2902 | 0.8272 | 0.97082 | 1
CIV | HIV | 470.945 | 0.82833 | 0.97083 | 1
CIV | HIV | 473.9857 | 0.82947 | 0.97084 | 1
CIV | HIV | 475.5525 | 0.83062 | 0.97086 | 1
CIV | HIV | 482.1755 | 0.83178 | 0.97087 | 1
CIV | HIV | 482.6822 | 0.83294 | 0.97088 | 1
CIV | HIV | 483.4675 | 0.8341 | 0.97088 | 1
CIV | HIV | 485.7947 | 0.83527 | 0.97088 | 1
CIV | HIV | 486.4231 | 0.83644 | 0.9709 | 1
CIV | HIV | 486.6515 | 0.83761 | 0.97093 | 1
CIV | HIV | 487.1026 | 0.83879 | 0.97093 | 1
CIV | HIV | 489.6481 | 0.83997 | 0.97093 | 1
CIV | HIV | 491.8221 | 0.84115 | 0.97096 | 1
CIV | HIV | 491.8734 | 0.84233 | 0.97104 | 1
CIV | HIV | 497.5358 | 0.84353 | 0.97106 | 1
CIV | HIV | 499.5287 | 0.84473 | 0.97108 | 1
CIV | HIV | 501.0362 | 0.84594 | 0.97114 | 1
CIV | HIV | 502.7819 | 0.84715 | 0.97114 | 1
CIV | HIV | 503.8039 | 0.84836 | 0.9721 | 1
CIV | HIV | 504.191 | 0.84958 | 0.97212 | 1
CIV | HIV | 504.3465 | 0.85079 | 0.97213 | 1
CIV | HIV | 504.3546 | 0.85201 | 0.97213 | 1
CIV | HIV | 504.583 | 0.85322 | 0.97217 | 1
CIV | HIV | 504.5836 | 0.85444 | 0.97235 | 1
CIV | HIV | 504.7245 | 0.85565 | 0.97296 | 1
CIV | HIV | 504.9684 | 0.85687 | 0.97298 | 1
CIV | HIV | 505.2173 | 0.85808 | 0.97381 | 1
CIV | HIV | 506.6446 | 0.8593 | 0.97383 | 1
CIV | HIV | 507.6119 | 0.86052 | 0.97384 | 1
CIV | HIV | 508.061 | 0.86175 | 0.97384 | 1
CIV | HIV | 509.2848 | 0.86297 | 0.97385 | 1
CIV | HIV | 511.7767 | 0.86421 | 0.97386 | 1
CIV | HIV | 513.0455 | 0.86544 | 0.97388 | 1
CIV | HIV | 513.0842 | 0.86668 | 0.97388 | 1
CIV | HIV | 513.6498 | 0.86791 | 0.97395 | 1
CIV | HIV | 513.7303 | 0.86915 | 0.97396 | 1
CIV | HIV | 513.7914 | 0.87039 | 0.97413 | 1
CIV | HIV | 514.1349 | 0.87162 | 0.97413 | 1
CIV | HIV | 514.169 | 0.87286 | 0.97415 | 1
CIV | HIV | 514.1916 | 0.8741 | 0.97416 | 1
CIV | HIV | 514.2092 | 0.87534 | 0.9879 | 1
CIV | HIV | 514.5442 | 0.87658 | 0.98791 | 1
CIV | HIV | 515.0298 | 0.87782 | 0.98792 | 1
CIV | HIV | 515.9752 | 0.87906 | 0.98793 | 1
CIV | HIV | 516.4238 | 0.8803 | 0.98793 | 1
CIV | HIV | 521.0137 | 0.88156 | 0.98796 | 1
CIV | HIV | 522.4036 | 0.88281 | 0.98797 | 1
CIV | HIV | 522.9008 | 0.88407 | 0.98797 | 1
CIV | HIV | 523.7793 | 0.88533 | 0.98798 | 1
CIV | HIV | 523.8743 | 0.8866 | 0.98798 | 1
CIV | HIV | 526.6063 | 0.88786 | 0.98798 | 1
CIV | HIV | 526.9078 | 0.88913 | 0.98799 | 1
CIV | HIV | 527.957 | 0.8904 | 0.98799 | 1
CIV | HIV | 529.4426 | 0.89168 | 0.98799 | 1
CIV | HIV | 530.0623 | 0.89295 | 0.98801 | 1
CIV | HIV | 531.9031 | 0.89423 | 0.98802 | 1
CIV | HIV | 533.5375 | 0.89552 | 0.9884 | 1
CIV | HIV | 534.709 | 0.89681 | 0.98841 | 1
CIV | HIV | 535.2342 | 0.89809 | 0.98843 | 1
CIV | HIV | 535.7289 | 0.89938 | 0.98846 | 1
CIV | HIV | 538.0515 | 0.90068 | 0.98847 | 1
CIV | HIV | 538.2536 | 0.90198 | 0.98849 | 1
CIV | HIV | 539.3 | 0.90327 | 0.9885 | 1
CIV | HIV | 541.9516 | 0.90458 | 0.98851 | 1
CIV | HIV | 543.4002 | 0.90589 | 0.98852 | 1
CIV | HIV | 544.0705 | 0.9072 | 0.98853 | 1
CIV | HIV | 544.3656 | 0.90851 | 0.98854 | 1
CIV | HIV | 546.8232 | 0.90982 | 0.98855 | 1
CIV | HIV | 548.665 | 0.91114 | 0.98862 | 1
CIV | HIV | 550.1443 | 0.91247 | 0.98877 | 1
CIV | HIV | 552.0692 | 0.9138 | 0.98879 | 1
CIV | HIV | 552.6264 | 0.91513 | 0.9888 | 1
CIV | HIV | 554.4749 | 0.91646 | 0.98881 | 1
CIV | HIV | 557.9009 | 0.91781 | 0.98881 | 1
CIV | HIV | 558.28 | 0.91915 | 0.98882 | 1
CIV | HIV | 558.4631 | 0.92049 | 0.98882 | 1
CIV | HIV | 560.9022 | 0.92184 | 0.98883 | 1
CIV | HIV | 561.842 | 0.9232 | 0.98902 | 1
CIV | HIV | 562.9459 | 0.92455 | 0.98903 | 1
CIV | HIV | 564.5002 | 0.92591 | 0.98905 | 1
CIV | HIV | 568.1505 | 0.92728 | 0.98905 | 1
CIV | HIV | 569.3246 | 0.92865 | 0.98906 | 1
CIV | HIV | 571.6657 | 0.93003 | 0.99143 | 1
CIV | HIV | 573.9402 | 0.93141 | 0.99158 | 1
CIV | HIV | 574.0816 | 0.93279 | 0.99158 | 1
CIV | HIV | 574.3006 | 0.93417 | 0.9916 | 1
CIV | HIV | 574.6505 | 0.93556 | 0.99163 | 1
CIV | HIV | 575.4925 | 0.93694 | 0.99166 | 1
CIV | HIV | 577.3359 | 0.93833 | 0.99168 | 1
CIV | HIV | 578.6293 | 0.93972 | 0.99168 | 1
CIV | HIV | 581.8002 | 0.94113 | 0.99169 | 1
CIV | HIV | 582.4653 | 0.94253 | 0.9917 | 1
CIV | HIV | 582.535 | 0.94393 | 0.99176 | 1
CIV | HIV | 584.7506 | 0.94534 | 0.99176 | 1
CIV | HIV | 584.891 | 0.94675 | 0.99177 | 1
CIV | HIV | 586.1774 | 0.94816 | 0.99178 | 1
CIV | HIV | 592.8138 | 0.94958 | 0.9918 | 1
CIV | HIV | 597.8913 | 0.95102 | 0.9918 | 1
CIV | HIV | 598.5362 | 0.95246 | 0.99182 | 1
CIV | HIV | 600.2586 | 0.95391 | 0.99187 | 1
CIV | HIV | 605.4388 | 0.95537 | 0.99192 | 1
CIV | HIV | 608.4493 | 0.95683 | 0.99195 | 1
CIV | HIV | 611.3087 | 0.9583 | 0.99196 | 1
CIV | HIV | 613.7426 | 0.95978 | 0.99198 | 1
CIV | HIV | 613.8183 | 0.96126 | 0.99199 | 1
CIV | HIV | 614.0224 | 0.96274 | 0.99199 | 1
CIV | HIV | 614.223 | 0.96422 | 0.99201 | 1
CIV | HIV | 614.6104 | 0.9657 | 0.99202 | 1
CIV | HIV | 614.6473 | 0.96718 | 0.99203 | 1
CIV | HIV | 614.9705 | 0.96866 | 0.99204 | 1
CIV | HIV | 617.3464 | 0.97014 | 0.99209 | 1
CIV | HIV | 619.6936 | 0.97163 | 0.99211 | 1
CIV | HIV | 619.7287 | 0.97313 | 0.99211 | 1
CIV | HIV | 622.2317 | 0.97462 | 0.99213 | 1
CIV | HIV | 622.7006 | 0.97612 | 0.99214 | 1
CIV | HIV | 633.7117 | 0.97765 | 0.99216 | 1
CIV | HIV | 634.2827 | 0.97918 | 0.99217 | 1
CIV | HIV | 638.7018 | 0.98071 | 0.99217 | 1
CIV | HIV | 642.938 | 0.98226 | 0.99218 | 1
CIV | HIV | 645.2778 | 0.98382 | 0.99219 | 1
CIV | HIV | 645.4812 | 0.98537 | 0.9922 | 1
CIV | HIV | 704.1237 | 0.98706 | 0.99221 | 1
CIV | HIV | 723.5177 | 0.98881 | 0.99222 | 1
CIV | HIV | 723.6927 | 0.99055 | 0.99222 | 1
CIV | HIV | 724.3699 | 0.99229 | 0.99223 | 1
CIV | HIV | 730.0989 | 0.99405 | 0.99223 | 1
CIV | HIV | 751.0273 | 0.99586 | 0.99223 | 1
CIV | HIV | 836.4897 | 0.99787 | 0.99224 | 1
CIV | HIV | 883.939 | 1 | 1 | 1
GMB | TB | 1.2527 | 0.0016558 | 0.0015432 | 1
GMB | TB | 2.56 | 0.0050395 | 0.076775 | 1
GMB | TB | 2.7315 | 0.00865 | 0.25347 | 1
GMB | TB | 4.5286 | 0.014636 | 0.26042 | 1
GMB | TB | 4.7467 | 0.02091 | 0.35378 | 1
GMB | TB | 4.7641 | 0.027207 | 0.48765 | 1
GMB | TB | 5.849 | 0.034938 | 0.59761 | 1
GMB | TB | 7.1899 | 0.044441 | 0.60571 | 1
GMB | TB | 8.2698 | 0.055372 | 0.64005 | 1
GMB | TB | 8.46 | 0.066554 | 0.64313 | 1
GMB | TB | 8.8315 | 0.078228 | 0.65702 | 1
GMB | TB | 8.9993 | 0.090123 | 0.71991 | 1
GMB | TB | 9.3721 | 0.10251 | 0.72106 | 1
GMB | TB | 11.6644 | 0.11793 | 0.73418 | 1
GMB | TB | 12.2261 | 0.13409 | 0.75926 | 1
GMB | TB | 12.6884 | 0.15086 | 0.76736 | 1
GMB | TB | 12.689 | 0.16763 | 0.77315 | 1
GMB | TB | 14.6327 | 0.18697 | 0.81752 | 1
GMB | TB | 16.5539 | 0.20885 | 0.82215 | 1
GMB | TB | 18.1527 | 0.23285 | 0.8287 | 1
GMB | TB | 19.8292 | 0.25906 | 0.83179 | 1
GMB | TB | 20.8377 | 0.2866 | 0.84066 | 1
GMB | TB | 21.4218 | 0.31491 | 0.85301 | 1
GMB | TB | 21.7598 | 0.34368 | 0.85841 | 1
GMB | TB | 22.9087 | 0.37396 | 0.86613 | 1
GMB | TB | 24.259 | 0.40602 | 0.88079 | 1
GMB | TB | 24.3863 | 0.43825 | 0.88696 | 1
GMB | TB | 24.5715 | 0.47073 | 0.89236 | 1
GMB | TB | 25.1705 | 0.504 | 0.90702 | 1
GMB | TB | 30.8647 | 0.5448 | 0.90741 | 1
GMB | TB | 32.7562 | 0.58809 | 0.91049 | 1
GMB | TB | 34.3997 | 0.63356 | 0.92168 | 1
GMB | TB | 34.6234 | 0.67933 | 0.93056 | 1
GMB | TB | 36.1166 | 0.72707 | 0.93519 | 1
GMB | TB | 37.2164 | 0.77626 | 0.95062 | 1
GMB | TB | 37.227 | 0.82546 | 0.95795 | 1
GMB | TB | 40.1617 | 0.87855 | 0.9591 | 1
GMB | TB | 44.4082 | 0.93725 | 0.99653 | 1
GMB | TB | 47.4771 | 1 | 1 | 1
GMB | HIV | 2.56 | 0.00069624 | 0.16055 | 1
GMB | HIV | 2.7123 | 0.0014339 | 0.16555 | 1
GMB | HIV | 3.7692 | 0.002459 | 0.17116 | 1
GMB | HIV | 4.3154 | 0.0036327 | 0.17282 | 1
GMB | HIV | 4.5559 | 0.0048717 | 0.17652 | 1
GMB | HIV | 4.7467 | 0.0061627 | 0.19642 | 1
GMB | HIV | 4.7641 | 0.0074583 | 0.27223 | 1
GMB | HIV | 5.849 | 0.0090491 | 0.29595 | 1
GMB | HIV | 7.5938 | 0.011114 | 0.30274 | 1
GMB | HIV | 7.9877 | 0.013287 | 0.31001 | 1
GMB | HIV | 8.9993 | 0.015734 | 0.559 | 1
GMB | HIV | 9.7288 | 0.01838 | 0.57044 | 1
GMB | HIV | 10.2986 | 0.021181 | 0.5739 | 1
GMB | HIV | 11.6644 | 0.024353 | 0.57807 | 1
GMB | HIV | 12.0931 | 0.027642 | 0.58141 | 1
GMB | HIV | 12.6884 | 0.031093 | 0.58439 | 1
GMB | HIV | 12.689 | 0.034544 | 0.58486 | 1
GMB | HIV | 14.6327 | 0.038524 | 0.62253 | 1
GMB | HIV | 16.5539 | 0.043026 | 0.62765 | 1
GMB | HIV | 16.5819 | 0.047536 | 0.63111 | 1
GMB | HIV | 18.1527 | 0.052473 | 0.63325 | 1
GMB | HIV | 18.2323 | 0.057431 | 0.63445 | 1
GMB | HIV | 19.8292 | 0.062824 | 0.63659 | 1
GMB | HIV | 20.8377 | 0.068491 | 0.63945 | 1
GMB | HIV | 21.4218 | 0.074317 | 0.64291 | 1
GMB | HIV | 21.6952 | 0.080218 | 0.65542 | 1
GMB | HIV | 21.7598 | 0.086136 | 0.65912 | 1
GMB | HIV | 24.259 | 0.092733 | 0.66508 | 1
GMB | HIV | 24.3863 | 0.099366 | 0.66687 | 1
GMB | HIV | 24.3876 | 0.106 | 0.66913 | 1
GMB | HIV | 24.7138 | 0.11272 | 0.66973 | 1
GMB | HIV | 30.0588 | 0.12089 | 0.67056 | 1
GMB | HIV | 32.7562 | 0.1298 | 0.67247 | 1
GMB | HIV | 34.0704 | 0.13907 | 0.67282 | 1
GMB | HIV | 34.3997 | 0.14843 | 0.67783 | 1
GMB | HIV | 35.3479 | 0.15804 | 0.78451 | 1
GMB | HIV | 36.1166 | 0.16786 | 0.78749 | 1
GMB | HIV | 37.0909 | 0.17795 | 0.7876 | 1
GMB | HIV | 38.0758 | 0.1883 | 0.79046 | 1
GMB | HIV | 40.1617 | 0.19923 | 0.7919 | 1
GMB | HIV | 44.4082 | 0.2113 | 0.90393 | 1
GMB | HIV | 47.6536 | 0.22426 | 0.90477 | 1
GMB | HIV | 51.2656 | 0.23821 | 0.92205 | 1
GMB | HIV | 60.3084 | 0.25461 | 0.92253 | 1
GMB | HIV | 60.3258 | 0.27102 | 0.94076 | 1
GMB | HIV | 71.7249 | 0.29052 | 0.94124 | 1
GMB | HIV | 89.3892 | 0.31483 | 0.9416 | 1
GMB | HIV | 91.5771 | 0.33974 | 0.95518 | 1
GMB | HIV | 93.8687 | 0.36527 | 0.9553 | 1
GMB | HIV | 105.4386 | 0.39395 | 0.95638 | 1
GMB | HIV | 113.0983 | 0.4247 | 0.95697 | 1
GMB | HIV | 121.3973 | 0.45772 | 0.95721 | 1
GMB | HIV | 129.4142 | 0.49292 | 0.95769 | 1
GMB | HIV | 140.5287 | 0.53114 | 0.95816 | 1
GMB | HIV | 148.3238 | 0.57148 | 0.9584 | 1
GMB | HIV | 154.9824 | 0.61363 | 0.96055 | 1
GMB | HIV | 168.7918 | 0.65953 | 0.96138 | 1
GMB | HIV | 176.3719 | 0.7075 | 0.98081 | 1
GMB | HIV | 187.1986 | 0.75841 | 0.98117 | 1
GMB | HIV | 206.2176 | 0.8145 | 0.98164 | 1
GMB | HIV | 212.2592 | 0.87222 | 0.99917 | 1
GMB | HIV | 233.2255 | 0.93565 | 0.99964 | 1
GMB | HIV | 236.5945 | 1 | 1 | 1
PAK | TB | 0.01 | 1.3451e-05 | 0.11777 | 57
PAK | TB | 0.02 | 5.9704e-05 | 0.25842 | 98
PAK | TB | 0.03 | 6.112e-05 | 0.25859 | 2
PAK | TB | 0.04 | 6.3007e-05 | 0.25861 | 2
PAK | TB | 0.05 | 6.4187e-05 | 0.2588 | 1
PAK | TB | 0.06 | 6.5603e-05 | 0.25889 | 1
PAK | TB | 0.07 | 6.8907e-05 | 0.25895 | 2
PAK | TB | 0.08 | 7.0795e-05 | 0.25905 | 1
PAK | TB | 0.09 | 7.7166e-05 | 0.25947 | 3
PAK | TB | 0.11 | 8.2358e-05 | 0.25957 | 2
PAK | TB | 0.12 | 8.8022e-05 | 0.25982 | 2
PAK | TB | 0.14 | 9.1325e-05 | 0.25995 | 1
PAK | TB | 0.15 | 9.4865e-05 | 0.26039 | 1
PAK | TB | 0.16 | 0.00011374 | 0.26118 | 5
PAK | TB | 0.17 | 0.00012979 | 0.26159 | 4
PAK | TB | 0.18 | 0.00014678 | 0.26204 | 4
PAK | TB | 0.19 | 0.00016472 | 0.26452 | 4
PAK | TB | 0.2 | 0.00016944 | 0.26477 | 1
PAK | TB | 0.21 | 0.00018926 | 0.26548 | 4
PAK | TB | 0.22 | 0.00021522 | 0.26815 | 5
PAK | TB | 0.23 | 0.00022064 | 0.26819 | 1
PAK | TB | 0.24 | 0.00022631 | 0.2688 | 1
PAK | TB | 0.25 | 0.00024401 | 0.26917 | 3
PAK | TB | 0.26 | 0.00025014 | 0.26918 | 1
PAK | TB | 0.27 | 0.00028837 | 0.26942 | 6
PAK | TB | 0.29 | 0.00029521 | 0.26946 | 1
PAK | TB | 0.3 | 0.00030937 | 0.26967 | 2
PAK | TB | 0.31 | 0.00031669 | 0.26979 | 1
PAK | TB | 0.32 | 0.00033934 | 0.27043 | 3
PAK | TB | 0.34 | 0.00036341 | 0.27077 | 3
PAK | TB | 0.35 | 0.00037993 | 0.27102 | 2
PAK | TB | 0.36 | 0.00038843 | 0.27104 | 1
PAK | TB | 0.37 | 0.00044955 | 0.27195 | 7
PAK | TB | 0.38 | 0.00045851 | 0.27217 | 1
PAK | TB | 0.39 | 0.00047692 | 0.27276 | 2
PAK | TB | 0.4 | 0.00051468 | 0.27303 | 4
PAK | TB | 0.41 | 0.0005437 | 0.2735 | 3
PAK | TB | 0.42 | 0.00055362 | 0.27351 | 1
PAK | TB | 0.43 | 0.00058406 | 0.27395 | 3
PAK | TB | 0.44 | 0.00059444 | 0.27408 | 1
PAK | TB | 0.45 | 0.00063692 | 0.27554 | 4
PAK | TB | 0.47 | 0.00064801 | 0.27561 | 1
PAK | TB | 0.48 | 0.00065934 | 0.27604 | 1
PAK | TB | 0.49 | 0.0006709 | 0.27606 | 1
PAK | TB | 0.5 | 0.0006827 | 0.27821 | 1
PAK | TB | 0.51 | 0.00070677 | 0.27946 | 2
PAK | TB | 0.52 | 0.00071904 | 0.27968 | 1
PAK | TB | 0.53 | 0.00073155 | 0.27971 | 1
PAK | TB | 0.54 | 0.00074429 | 0.2799 | 1
PAK | TB | 0.55 | 0.00075727 | 0.27999 | 1
PAK | TB | 0.56 | 0.0007837 | 0.28003 | 2
PAK | TB | 0.57 | 0.00079715 | 0.28006 | 1
PAK | TB | 0.6 | 0.00081131 | 0.28159 | 1
PAK | TB | 0.61 | 0.00086889 | 0.2822 | 4
PAK | TB | 0.62 | 0.00088352 | 0.28274 | 1
PAK | TB | 0.63 | 0.00089839 | 0.28286 | 1
PAK | TB | 0.64 | 0.00092859 | 0.28332 | 2
PAK | TB | 0.65 | 0.00094393 | 0.2834 | 1
PAK | TB | 0.66 | 0.0010218 | 0.28362 | 5
PAK | TB | 0.67 | 0.0010692 | 0.28365 | 3
PAK | TB | 0.68 | 0.0010853 | 0.28412 | 1
PAK | TB | 0.69 | 0.0011179 | 0.28422 | 2
PAK | TB | 0.7 | 0.0011839 | 0.28445 | 4
PAK | TB | 0.71 | 0.0012174 | 0.28541 | 2
PAK | TB | 0.72 | 0.0013024 | 0.2861 | 5
PAK | TB | 0.73 | 0.0013196 | 0.28613 | 1
PAK | TB | 0.74 | 0.0013371 | 0.28615 | 1
PAK | TB | 0.75 | 0.0013725 | 0.28682 | 2
PAK | TB | 0.76 | 0.0014083 | 0.28697 | 2
PAK | TB | 0.77 | 0.0014447 | 0.28702 | 2
PAK | TB | 0.8 | 0.0014636 | 0.28729 | 1
PAK | TB | 0.81 | 0.0015018 | 0.28738 | 2
PAK | TB | 0.83 | 0.0015214 | 0.28789 | 1
PAK | TB | 0.84 | 0.0015412 | 0.28811 | 1
PAK | TB | 0.85 | 0.0015613 | 0.28838 | 1
PAK | TB | 0.86 | 0.0015816 | 0.28949 | 1
PAK | TB | 0.87 | 0.0016431 | 0.28958 | 3
PAK | TB | 0.88 | 0.0017054 | 0.29004 | 3
PAK | TB | 0.89 | 0.0017895 | 0.29037 | 4
PAK | TB | 0.9 | 0.0018319 | 0.29107 | 2
PAK | TB | 0.91 | 0.0018749 | 0.29131 | 2
PAK | TB | 0.92 | 0.0018966 | 0.2918 | 1
PAK | TB | 0.94 | 0.001941 | 0.29201 | 2
PAK | TB | 0.95 | 0.0019634 | 0.29279 | 1
PAK | TB | 0.96 | 0.0020313 | 0.29486 | 3
PAK | TB | 0.97 | 0.0021 | 0.29544 | 3
PAK | TB | 0.98 | 0.0021231 | 0.29618 | 1
PAK | TB | 0.99 | 0.0021465 | 0.29627 | 1
PAK | TB | 1 | 0.0022173 | 0.29735 | 3
PAK | TB | 1.02 | 0.0022895 | 0.29805 | 3
PAK | TB | 1.03 | 0.0023867 | 0.29932 | 4
PAK | TB | 1.04 | 0.0024113 | 0.29949 | 1
PAK | TB | 1.05 | 0.0024361 | 0.2995 | 1
PAK | TB | 1.06 | 0.0024611 | 0.29953 | 1
PAK | TB | 1.07 | 0.0024863 | 0.29987 | 1
PAK | TB | 1.08 | 0.0025628 | 0.30032 | 3
PAK | TB | 1.09 | 0.0026142 | 0.30093 | 2
PAK | TB | 1.12 | 0.0026406 | 0.30108 | 1
PAK | TB | 1.13 | 0.0026673 | 0.3011 | 1
PAK | TB | 1.14 | 0.0028018 | 0.30342 | 5
PAK | TB | 1.16 | 0.0028566 | 0.30358 | 2
PAK | TB | 1.17 | 0.0028842 | 0.30359 | 1
PAK | TB | 1.18 | 0.002912 | 0.30363 | 1
PAK | TB | 1.2 | 0.002997 | 0.30385 | 3
PAK | TB | 1.21 | 0.0030541 | 0.30426 | 2
PAK | TB | 1.23 | 0.0031121 | 0.30482 | 2
PAK | TB | 1.24 | 0.0031414 | 0.30483 | 1
PAK | TB | 1.25 | 0.0032004 | 0.30517 | 2
PAK | TB | 1.26 | 0.0032301 | 0.30522 | 1
PAK | TB | 1.27 | 0.0032601 | 0.30554 | 1
PAK | TB | 1.28 | 0.0033205 | 0.30627 | 2
PAK | TB | 1.29 | 0.003351 | 0.3071 | 1
PAK | TB | 1.3 | 0.0033816 | 0.30732 | 1
PAK | TB | 1.31 | 0.0034744 | 0.30799 | 3
PAK | TB | 1.32 | 0.0035678 | 0.30897 | 3
PAK | TB | 1.33 | 0.003662 | 0.30941 | 3
PAK | TB | 1.34 | 0.0036936 | 0.30948 | 1
PAK | TB | 1.36 | 0.003822 | 0.30999 | 4
PAK | TB | 1.37 | 0.0038543 | 0.31004 | 1
PAK | TB | 1.38 | 0.0038869 | 0.31014 | 1
PAK | TB | 1.44 | 0.0039888 | 0.31365 | 3
PAK | TB | 1.47 | 0.0040582 | 0.31394 | 2
PAK | TB | 1.48 | 0.0040931 | 0.31416 | 1
PAK | TB | 1.49 | 0.0041283 | 0.31427 | 1
PAK | TB | 1.5 | 0.0041991 | 0.31451 | 2
PAK | TB | 1.51 | 0.0042703 | 0.31471 | 2
PAK | TB | 1.52 | 0.0043062 | 0.31474 | 1
PAK | TB | 1.54 | 0.0044152 | 0.31576 | 3
PAK | TB | 1.57 | 0.0044523 | 0.3159 | 1
PAK | TB | 1.58 | 0.0045269 | 0.31658 | 2
PAK | TB | 1.62 | 0.0046033 | 0.31665 | 2
PAK | TB | 1.63 | 0.0046418 | 0.31668 | 1
PAK | TB | 1.64 | 0.0047192 | 0.31695 | 2
PAK | TB | 1.65 | 0.0047581 | 0.31712 | 1
PAK | TB | 1.66 | 0.0047973 | 0.31713 | 1
PAK | TB | 1.67 | 0.0048367 | 0.31716 | 1
PAK | TB | 1.69 | 0.0049165 | 0.3174 | 2
PAK | TB | 1.71 | 0.0049568 | 0.31818 | 1
PAK | TB | 1.72 | 0.0049974 | 0.31819 | 1
PAK | TB | 1.73 | 0.0050382 | 0.31826 | 1
PAK | TB | 1.74 | 0.0051204 | 0.31843 | 2
PAK | TB | 1.75 | 0.0052442 | 0.32002 | 3
PAK | TB | 1.76 | 0.0053273 | 0.32044 | 2
PAK | TB | 1.77 | 0.0053691 | 0.32053 | 1
PAK | TB | 1.79 | 0.0054113 | 0.32055 | 1
PAK | TB | 1.81 | 0.005454 | 0.32061 | 1
PAK | TB | 1.82 | 0.0055399 | 0.32085 | 2
PAK | TB | 1.84 | 0.0056702 | 0.32196 | 3
PAK | TB | 1.86 | 0.005758 | 0.32212 | 2
PAK | TB | 1.87 | 0.0058021 | 0.32239 | 1
PAK | TB | 1.88 | 0.0058465 | 0.3224 | 1
PAK | TB | 1.89 | 0.0059357 | 0.32316 | 2
PAK | TB | 1.9 | 0.0059805 | 0.32345 | 1
PAK | TB | 1.91 | 0.0060256 | 0.3241 | 1
PAK | TB | 1.93 | 0.0060711 | 0.32411 | 1
PAK | TB | 1.94 | 0.0061627 | 0.32471 | 2
PAK | TB | 1.95 | 0.0062547 | 0.32709 | 2
PAK | TB | 1.96 | 0.0063472 | 0.32779 | 2
PAK | TB | 1.98 | 0.006394 | 0.32786 | 1
PAK | TB | 1.99 | 0.0064409 | 0.32803 | 1
PAK | TB | 2 | 0.0065353 | 0.32811 | 2
PAK | TB | 2.03 | 0.0066311 | 0.32818 | 2
PAK | TB | 2.04 | 0.0066793 | 0.32823 | 1
PAK | TB | 2.05 | 0.0068244 | 0.33058 | 3
PAK | TB | 2.07 | 0.0069221 | 0.33086 | 2
PAK | TB | 2.09 | 0.0070207 | 0.3311 | 2
PAK | TB | 2.11 | 0.0070705 | 0.33131 | 1
PAK | TB | 2.12 | 0.0071206 | 0.3317 | 1
PAK | TB | 2.15 | 0.007222 | 0.33214 | 2
PAK | TB | 2.16 | 0.007273 | 0.33251 | 1
PAK | TB | 2.2 | 0.0074287 | 0.3326 | 3
PAK | TB | 2.21 | 0.007533 | 0.3328 | 2
PAK | TB | 2.23 | 0.0076383 | 0.33302 | 2
PAK | TB | 2.25 | 0.0076914 | 0.33305 | 1
PAK | TB | 2.28 | 0.0077452 | 0.33321 | 1
PAK | TB | 2.29 | 0.0079073 | 0.33533 | 3
PAK | TB | 2.31 | 0.0079618 | 0.33538 | 1
PAK | TB | 2.33 | 0.0080718 | 0.33567 | 2
PAK | TB | 2.34 | 0.008127 | 0.33574 | 1
PAK | TB | 2.35 | 0.0081825 | 0.33685 | 1
PAK | TB | 2.36 | 0.0082382 | 0.33724 | 1
PAK | TB | 2.37 | 0.0082941 | 0.33736 | 1
PAK | TB | 2.38 | 0.0083503 | 0.33855 | 1
PAK | TB | 2.39 | 0.0084067 | 0.33861 | 1
PAK | TB | 2.42 | 0.0084638 | 0.33864 | 1
PAK | TB | 2.44 | 0.0085213 | 0.33865 | 1
PAK | TB | 2.45 | 0.0085792 | 0.33898 | 1
PAK | TB | 2.46 | 0.0086953 | 0.33909 | 2
PAK | TB | 2.49 | 0.0088128 | 0.3393 | 2
PAK | TB | 2.51 | 0.0089312 | 0.3395 | 2
PAK | TB | 2.55 | 0.0089914 | 0.33955 | 1
PAK | TB | 2.56 | 0.0091727 | 0.34131 | 3
PAK | TB | 2.6 | 0.009234 | 0.34139 | 1
PAK | TB | 2.61 | 0.0092956 | 0.34169 | 1
PAK | TB | 2.64 | 0.0093579 | 0.34216 | 1
PAK | TB | 2.65 | 0.009483 | 0.34246 | 2
PAK | TB | 2.67 | 0.009609 | 0.34259 | 2
PAK | TB | 2.68 | 0.0096722 | 0.34355 | 1
PAK | TB | 2.75 | 0.0097371 | 0.34367 | 1
PAK | TB | 2.76 | 0.0098023 | 0.34375 | 1
PAK | TB | 2.77 | 0.0098676 | 0.34385 | 1
PAK | TB | 2.78 | 0.0099332 | 0.34389 | 1
PAK | TB | 2.79 | 0.0099991 | 0.3439 | 1
PAK | TB | 2.8 | 0.010065 | 0.34405 | 1
PAK | TB | 2.83 | 0.010199 | 0.34461 | 2
PAK | TB | 2.84 | 0.010266 | 0.34464 | 1
PAK | TB | 2.85 | 0.010333 | 0.34466 | 1
PAK | TB | 2.86 | 0.01067 | 0.34569 | 5
PAK | TB | 2.88 | 0.010738 | 0.34583 | 1
PAK | TB | 2.89 | 0.010943 | 0.34626 | 3
PAK | TB | 2.91 | 0.011012 | 0.34768 | 1
PAK | TB | 2.92 | 0.011081 | 0.34799 | 1
PAK | TB | 2.93 | 0.01115 | 0.34808 | 1
PAK | TB | 2.94 | 0.011219 | 0.34878 | 1
PAK | TB | 2.96 | 0.011289 | 0.34882 | 1
PAK | TB | 2.97 | 0.011359 | 0.34886 | 1
PAK | TB | 2.99 | 0.01143 | 0.34891 | 1
PAK | TB | 3.01 | 0.011501 | 0.34918 | 1
PAK | TB | 3.04 | 0.011572 | 0.35025 | 1
PAK | TB | 3.08 | 0.011645 | 0.35346 | 1
PAK | TB | 3.09 | 0.011791 | 0.35348 | 2
PAK | TB | 3.1 | 0.011864 | 0.35351 | 1
PAK | TB | 3.13 | 0.011938 | 0.3537 | 1
PAK | TB | 3.14 | 0.012012 | 0.35484 | 1
PAK | TB | 3.15 | 0.012086 | 0.35545 | 1
PAK | TB | 3.16 | 0.012161 | 0.35545 | 1
PAK | TB | 3.18 | 0.012236 | 0.35575 | 1
PAK | TB | 3.24 | 0.012312 | 0.35806 | 1
PAK | TB | 3.26 | 0.012389 | 0.35806 | 1
PAK | TB | 3.31 | 0.012467 | 0.35836 | 1
PAK | TB | 3.33 | 0.012546 | 0.35941 | 1
PAK | TB | 3.34 | 0.012625 | 0.36048 | 1
PAK | TB | 3.35 | 0.012704 | 0.36052 | 1
PAK | TB | 3.38 | 0.012784 | 0.36058 | 1
PAK | TB | 3.4 | 0.012864 | 0.36077 | 1
PAK | TB | 3.42 | 0.012945 | 0.3611 | 1
PAK | TB | 3.44 | 0.013026 | 0.36124 | 1
PAK | TB | 3.48 | 0.01319 | 0.36129 | 2
PAK | TB | 3.49 | 0.013355 | 0.36149 | 2
PAK | TB | 3.5 | 0.013437 | 0.36164 | 1
PAK | TB | 3.53 | 0.013687 | 0.36235 | 3
PAK | TB | 3.54 | 0.013771 | 0.36239 | 1
PAK | TB | 3.55 | 0.013855 | 0.36316 | 1
PAK | TB | 3.56 | 0.013939 | 0.36324 | 1
PAK | TB | 3.57 | 0.014023 | 0.36337 | 1
PAK | TB | 3.58 | 0.014107 | 0.36345 | 1
PAK | TB | 3.59 | 0.014277 | 0.36359 | 2
PAK | TB | 3.6 | 0.014362 | 0.37104 | 1
PAK | TB | 3.63 | 0.014447 | 0.37109 | 1
PAK | TB | 3.64 | 0.014619 | 0.37261 | 2
PAK | TB | 3.65 | 0.014705 | 0.37315 | 1
PAK | TB | 3.69 | 0.014879 | 0.37353 | 2
PAK | TB | 3.7 | 0.014967 | 0.37372 | 1
PAK | TB | 3.73 | 0.015055 | 0.37434 | 1
PAK | TB | 3.74 | 0.015143 | 0.37515 | 1
PAK | TB | 3.75 | 0.015232 | 0.37529 | 1
PAK | TB | 3.76 | 0.015409 | 0.37553 | 2
PAK | TB | 3.79 | 0.015498 | 0.37555 | 1
PAK | TB | 3.8 | 0.015588 | 0.37577 | 1
PAK | TB | 3.83 | 0.015769 | 0.37593 | 2
PAK | TB | 3.88 | 0.016044 | 0.37652 | 3
PAK | TB | 3.9 | 0.016136 | 0.37655 | 1
PAK | TB | 3.94 | 0.016229 | 0.37659 | 1
PAK | TB | 4.09 | 0.016325 | 0.37749 | 1
PAK | TB | 4.15 | 0.016423 | 0.37794 | 1
PAK | TB | 4.16 | 0.016521 | 0.37855 | 1
PAK | TB | 4.17 | 0.01662 | 0.37912 | 1
PAK | TB | 4.19 | 0.016718 | 0.382 | 1
PAK | TB | 4.22 | 0.016918 | 0.38276 | 2
PAK | TB | 4.23 | 0.017017 | 0.3828 | 1
PAK | TB | 4.27 | 0.017118 | 0.38302 | 1
PAK | TB | 4.28 | 0.017219 | 0.38574 | 1
PAK | TB | 4.3 | 0.017321 | 0.38691 | 1
PAK | TB | 4.33 | 0.017423 | 0.38705 | 1
PAK | TB | 4.36 | 0.017526 | 0.38737 | 1
PAK | TB | 4.37 | 0.017629 | 0.38792 | 1
PAK | TB | 4.4 | 0.017733 | 0.38819 | 1
PAK | TB | 4.5 | 0.017839 | 0.38829 | 1
PAK | TB | 4.52 | 0.018052 | 0.38842 | 2
PAK | TB | 4.55 | 0.018267 | 0.38857 | 2
PAK | TB | 4.58 | 0.018375 | 0.38884 | 1
PAK | TB | 4.62 | 0.018484 | 0.38885 | 1
PAK | TB | 4.7 | 0.018706 | 0.38892 | 2
PAK | TB | 4.73 | 0.018818 | 0.38894 | 1
PAK | TB | 4.77 | 0.01893 | 0.38932 | 1
PAK | TB | 4.79 | 0.019156 | 0.38987 | 2
PAK | TB | 4.83 | 0.01927 | 0.39019 | 1
PAK | TB | 4.84 | 0.019384 | 0.39021 | 1
PAK | TB | 4.9 | 0.0195 | 0.39023 | 1
PAK | TB | 4.91 | 0.019616 | 0.39037 | 1
PAK | TB | 4.95 | 0.019849 | 0.39049 | 2
PAK | TB | 4.96 | 0.019967 | 0.39133 | 1
PAK | TB | 4.99 | 0.020084 | 0.39188 | 1
PAK | TB | 5.03 | 0.020203 | 0.39192 | 1
PAK | TB | 5.09 | 0.020323 | 0.39196 | 1
PAK | TB | 5.1 | 0.020564 | 0.39213 | 2
PAK | TB | 5.12 | 0.020685 | 0.39225 | 1
PAK | TB | 5.18 | 0.020807 | 0.39226 | 1
PAK | TB | 5.2 | 0.02093 | 0.39302 | 1
PAK | TB | 5.23 | 0.021053 | 0.39305 | 1
PAK | TB | 5.26 | 0.021177 | 0.39307 | 1
PAK | TB | 5.28 | 0.021302 | 0.39311 | 1
PAK | TB | 5.29 | 0.021427 | 0.39315 | 1
PAK | TB | 5.31 | 0.021552 | 0.39327 | 1
PAK | TB | 5.34 | 0.021678 | 0.39331 | 1
PAK | TB | 5.36 | 0.021804 | 0.39351 | 1
PAK | TB | 5.37 | 0.021931 | 0.39361 | 1
PAK | TB | 5.38 | 0.022058 | 0.39363 | 1
PAK | TB | 5.41 | 0.022186 | 0.39369 | 1
PAK | TB | 5.44 | 0.022314 | 0.39369 | 1
PAK | TB | 5.46 | 0.022443 | 0.39404 | 1
PAK | TB | 5.47 | 0.022572 | 0.3944 | 1
PAK | TB | 5.49 | 0.022831 | 0.39545 | 2
PAK | TB | 5.52 | 0.022961 | 0.39618 | 1
PAK | TB | 5.57 | 0.023093 | 0.39622 | 1
PAK | TB | 5.62 | 0.023225 | 0.3963 | 1
PAK | TB | 5.63 | 0.023358 | 0.398 | 1
PAK | TB | 5.64 | 0.023491 | 0.39816 | 1
PAK | TB | 5.66 | 0.023625 | 0.39817 | 1
PAK | TB | 5.72 | 0.023895 | 0.39865 | 2
PAK | TB | 5.76 | 0.024031 | 0.39927 | 1
PAK | TB | 5.78 | 0.024304 | 0.40147 | 2
PAK | TB | 5.8 | 0.024441 | 0.40174 | 1
PAK | TB | 5.84 | 0.024578 | 0.40192 | 1
PAK | TB | 5.86 | 0.024717 | 0.40196 | 1
PAK | TB | 5.87 | 0.024855 | 0.40382 | 1
PAK | TB | 5.88 | 0.024994 | 0.40402 | 1
PAK | TB | 5.91 | 0.025273 | 0.40411 | 2
PAK | TB | 5.93 | 0.025413 | 0.40441 | 1
PAK | TB | 5.95 | 0.025553 | 0.40444 | 1
PAK | TB | 5.96 | 0.025834 | 0.40473 | 2
PAK | TB | 6.02 | 0.026119 | 0.40489 | 2
PAK | TB | 6.12 | 0.026263 | 0.40562 | 1
PAK | TB | 6.13 | 0.026408 | 0.40602 | 1
PAK | TB | 6.17 | 0.026553 | 0.40645 | 1
PAK | TB | 6.19 | 0.026699 | 0.40686 | 1
PAK | TB | 6.21 | 0.026846 | 0.4069 | 1
PAK | TB | 6.22 | 0.027139 | 0.407 | 2
PAK | TB | 6.25 | 0.027287 | 0.40713 | 1
PAK | TB | 6.26 | 0.027435 | 0.40729 | 1
PAK | TB | 6.28 | 0.027583 | 0.40743 | 1
PAK | TB | 6.29 | 0.027731 | 0.40743 | 1
PAK | TB | 6.35 | 0.028031 | 0.40778 | 2
PAK | TB | 6.38 | 0.028182 | 0.40781 | 1
PAK | TB | 6.39 | 0.028483 | 0.40802 | 2
PAK | TB | 6.41 | 0.028786 | 0.40924 | 2
PAK | TB | 6.42 | 0.028937 | 0.40924 | 1
PAK | TB | 6.43 | 0.029241 | 0.40928 | 2
PAK | TB | 6.45 | 0.029393 | 0.4093 | 1
PAK | TB | 6.46 | 0.029545 | 0.40934 | 1
PAK | TB | 6.47 | 0.029698 | 0.41018 | 1
PAK | TB | 6.48 | 0.029851 | 0.4106 | 1
PAK | TB | 6.51 | 0.030005 | 0.41066 | 1
PAK | TB | 6.52 | 0.030158 | 0.41079 | 1
PAK | TB | 6.53 | 0.030312 | 0.41115 | 1
PAK | TB | 6.54 | 0.030467 | 0.41122 | 1
PAK | TB | 6.58 | 0.030622 | 0.41144 | 1
PAK | TB | 6.64 | 0.030779 | 0.41362 | 1
PAK | TB | 6.66 | 0.030936 | 0.41369 | 1
PAK | TB | 6.67 | 0.031093 | 0.41376 | 1
PAK | TB | 6.73 | 0.031252 | 0.41396 | 1
PAK | TB | 6.74 | 0.031411 | 0.41398 | 1
PAK | TB | 6.75 | 0.03173 | 0.41532 | 2
PAK | TB | 6.78 | 0.03205 | 0.41559 | 2
PAK | TB | 6.81 | 0.03221 | 0.4156 | 1
PAK | TB | 6.83 | 0.032372 | 0.41658 | 1
PAK | TB | 6.84 | 0.032533 | 0.41671 | 1
PAK | TB | 6.86 | 0.032695 | 0.41686 | 1
PAK | TB | 6.87 | 0.032857 | 0.41712 | 1
PAK | TB | 6.9 | 0.03302 | 0.41715 | 1
PAK | TB | 6.91 | 0.033183 | 0.41724 | 1
PAK | TB | 6.99 | 0.033348 | 0.41735 | 1
PAK | TB | 7 | 0.033843 | 0.41759 | 3
PAK | TB | 7.02 | 0.034009 | 0.41773 | 1
PAK | TB | 7.08 | 0.034343 | 0.41827 | 2
PAK | TB | 7.09 | 0.034511 | 0.41888 | 1
PAK | TB | 7.13 | 0.034847 | 0.41948 | 2
PAK | TB | 7.15 | 0.035016 | 0.41971 | 1
PAK | TB | 7.16 | 0.035185 | 0.42024 | 1
PAK | TB | 7.17 | 0.035523 | 0.42112 | 2
PAK | TB | 7.22 | 0.035694 | 0.42114 | 1
PAK | TB | 7.28 | 0.035865 | 0.42118 | 1
PAK | TB | 7.31 | 0.036038 | 0.42202 | 1
PAK | TB | 7.35 | 0.036385 | 0.4223 | 2
PAK | TB | 7.38 | 0.036559 | 0.42243 | 1
PAK | TB | 7.39 | 0.036733 | 0.42285 | 1
PAK | TB | 7.41 | 0.036908 | 0.42504 | 1
PAK | TB | 7.47 | 0.037084 | 0.42509 | 1
PAK | TB | 7.52 | 0.037262 | 0.42518 | 1
PAK | TB | 7.55 | 0.03744 | 0.42568 | 1
PAK | TB | 7.6 | 0.037619 | 0.42576 | 1
PAK | TB | 7.7 | 0.037801 | 0.42587 | 1
PAK | TB | 7.77 | 0.037985 | 0.4259 | 1
PAK | TB | 7.81 | 0.038353 | 0.42623 | 2
PAK | TB | 7.84 | 0.038723 | 0.42643 | 2
PAK | TB | 7.86 | 0.039094 | 0.42713 | 2
PAK | TB | 7.88 | 0.039466 | 0.42883 | 2
PAK | TB | 7.89 | 0.039838 | 0.43111 | 2
PAK | TB | 7.91 | 0.040025 | 0.43118 | 1
PAK | TB | 7.93 | 0.040212 | 0.43119 | 1
PAK | TB | 7.97 | 0.0404 | 0.43126 | 1
PAK | TB | 7.98 | 0.040589 | 0.43173 | 1
PAK | TB | 8.05 | 0.040779 | 0.43203 | 1
PAK | TB | 8.06 | 0.040969 | 0.43213 | 1
PAK | TB | 8.09 | 0.04116 | 0.43243 | 1
PAK | TB | 8.11 | 0.041542 | 0.43281 | 2
PAK | TB | 8.12 | 0.041734 | 0.43329 | 1
PAK | TB | 8.13 | 0.041926 | 0.4333 | 1
PAK | TB | 8.19 | 0.042119 | 0.43366 | 1
PAK | TB | 8.31 | 0.042315 | 0.43388 | 1
PAK | TB | 8.32 | 0.042512 | 0.4345 | 1
PAK | TB | 8.33 | 0.042708 | 0.43494 | 1
PAK | TB | 8.36 | 0.042905 | 0.4353 | 1
PAK | TB | 8.39 | 0.043103 | 0.43562 | 1
PAK | TB | 8.4 | 0.043896 | 0.43691 | 4
PAK | TB | 8.41 | 0.044095 | 0.43695 | 1
PAK | TB | 8.51 | 0.044296 | 0.43706 | 1
PAK | TB | 8.52 | 0.045502 | 0.43971 | 6
PAK | TB | 8.57 | 0.045704 | 0.43975 | 1
PAK | TB | 8.71 | 0.04591 | 0.43979 | 1
PAK | TB | 8.75 | 0.046116 | 0.44012 | 1
PAK | TB | 8.95 | 0.046327 | 0.44029 | 1
PAK | TB | 8.96 | 0.04675 | 0.44084 | 2
PAK | TB | 8.99 | 0.047175 | 0.44142 | 2
PAK | TB | 9 | 0.047599 | 0.44156 | 2
PAK | TB | 9.02 | 0.048025 | 0.44224 | 2
PAK | TB | 9.09 | 0.04824 | 0.44238 | 1
PAK | TB | 9.11 | 0.048455 | 0.44248 | 1
PAK | TB | 9.12 | 0.04867 | 0.44279 | 1
PAK | TB | 9.13 | 0.048885 | 0.44286 | 1
PAK | TB | 9.19 | 0.049102 | 0.44295 | 1
PAK | TB | 9.3 | 0.049322 | 0.44338 | 1
PAK | TB | 9.33 | 0.049542 | 0.44349 | 1
PAK | TB | 9.36 | 0.049763 | 0.44352 | 1
PAK | TB | 9.41 | 0.049985 | 0.44437 | 1
PAK | TB | 9.42 | 0.050207 | 0.44485 | 1
PAK | TB | 9.44 | 0.05043 | 0.4449 | 1
PAK | TB | 9.52 | 0.050654 | 0.44677 | 1
PAK | TB | 9.58 | 0.050881 | 0.44691 | 1
PAK | TB | 9.62 | 0.051562 | 0.44703 | 3
PAK | TB | 9.66 | 0.05179 | 0.44711 | 1
PAK | TB | 9.72 | 0.052019 | 0.44759 | 1
PAK | TB | 9.76 | 0.052249 | 0.4488 | 1
PAK | TB | 9.81 | 0.052481 | 0.44885 | 1
PAK | TB | 9.83 | 0.052945 | 0.44936 | 2
PAK | TB | 9.87 | 0.053178 | 0.44941 | 1
PAK | TB | 9.89 | 0.053411 | 0.44968 | 1
PAK | TB | 10 | 0.053647 | 0.45011 | 1
PAK | TB | 10.04 | 0.053884 | 0.45036 | 1
PAK | TB | 10.05 | 0.054121 | 0.45051 | 1
PAK | TB | 10.09 | 0.054359 | 0.45074 | 1
PAK | TB | 10.11 | 0.054598 | 0.45112 | 1
PAK | TB | 10.17 | 0.054838 | 0.45142 | 1
PAK | TB | 10.18 | 0.055078 | 0.45164 | 1
PAK | TB | 10.32 | 0.055321 | 0.45172 | 1
PAK | TB | 10.37 | 0.055566 | 0.4519 | 1
PAK | TB | 10.38 | 0.056056 | 0.45235 | 2
PAK | TB | 10.42 | 0.056548 | 0.45276 | 2
PAK | TB | 10.44 | 0.056794 | 0.45392 | 1
PAK | TB | 10.5 | 0.057042 | 0.454 | 1
PAK | TB | 10.53 | 0.057291 | 0.45566 | 1
PAK | TB | 10.59 | 0.05754 | 0.45567 | 1
PAK | TB | 10.69 | 0.057793 | 0.45571 | 1
PAK | TB | 10.75 | 0.058046 | 0.45578 | 1
PAK | TB | 10.82 | 0.058302 | 0.4561 | 1
PAK | TB | 10.98 | 0.058561 | 0.45622 | 1
PAK | TB | 11.06 | 0.058822 | 0.45655 | 1
PAK | TB | 11.08 | 0.059083 | 0.45676 | 1
PAK | TB | 11.12 | 0.059346 | 0.45682 | 1
PAK | TB | 11.14 | 0.059609 | 0.45688 | 1
PAK | TB | 11.16 | 0.059872 | 0.45825 | 1
PAK | TB | 11.18 | 0.060136 | 0.45929 | 1
PAK | TB | 11.22 | 0.060401 | 0.46048 | 1
PAK | TB | 11.25 | 0.060666 | 0.46073 | 1
PAK | TB | 11.3 | 0.060933 | 0.46094 | 1
PAK | TB | 11.31 | 0.0612 | 0.46126 | 1
PAK | TB | 11.32 | 0.061467 | 0.46132 | 1
PAK | TB | 11.33 | 0.061734 | 0.46145 | 1
PAK | TB | 11.35 | 0.06227 | 0.46227 | 2
PAK | TB | 11.38 | 0.062538 | 0.46298 | 1
PAK | TB | 11.39 | 0.062807 | 0.46304 | 1
PAK | TB | 11.42 | 0.063077 | 0.46307 | 1
PAK | TB | 11.46 | 0.063347 | 0.46322 | 1
PAK | TB | 11.5 | 0.063618 | 0.46528 | 1
PAK | TB | 11.55 | 0.063891 | 0.46538 | 1
PAK | TB | 11.56 | 0.064164 | 0.4663 | 1
PAK | TB | 11.57 | 0.064437 | 0.46712 | 1
PAK | TB | 11.58 | 0.06471 | 0.46752 | 1
PAK | TB | 11.59 | 0.064984 | 0.46882 | 1
PAK | TB | 11.64 | 0.065258 | 0.46914 | 1
PAK | TB | 11.65 | 0.065533 | 0.46933 | 1
PAK | TB | 11.66 | 0.065808 | 0.46941 | 1
PAK | TB | 11.67 | 0.066084 | 0.4716 | 1
PAK | TB | 11.74 | 0.066361 | 0.47162 | 1
PAK | TB | 11.75 | 0.066638 | 0.47168 | 1
PAK | TB | 11.77 | 0.066916 | 0.47175 | 1
PAK | TB | 11.8 | 0.067194 | 0.47177 | 1
PAK | TB | 11.81 | 0.067473 | 0.47218 | 1
PAK | TB | 11.9 | 0.068035 | 0.47265 | 2
PAK | TB | 11.92 | 0.068316 | 0.47322 | 1
PAK | TB | 11.97 | 0.068598 | 0.48308 | 1
PAK | TB | 12.08 | 0.068883 | 0.4831 | 1
PAK | TB | 12.1 | 0.069169 | 0.48315 | 1
PAK | TB | 12.21 | 0.069457 | 0.48319 | 1
PAK | TB | 12.22 | 0.069745 | 0.48445 | 1
PAK | TB | 12.24 | 0.070034 | 0.48507 | 1
PAK | TB | 12.32 | 0.070325 | 0.48576 | 1
PAK | TB | 12.35 | 0.070616 | 0.4868 | 1
PAK | TB | 12.45 | 0.07091 | 0.48764 | 1
PAK | TB | 12.5 | 0.071205 | 0.48782 | 1
PAK | TB | 12.54 | 0.071797 | 0.48958 | 2
PAK | TB | 12.59 | 0.072391 | 0.48998 | 2
PAK | TB | 12.6 | 0.072689 | 0.49026 | 1
PAK | TB | 12.61 | 0.072986 | 0.4903 | 1
PAK | TB | 12.68 | 0.073285 | 0.49048 | 1
PAK | TB | 12.77 | 0.073587 | 0.49091 | 1
PAK | TB | 12.79 | 0.073889 | 0.4914 | 1
PAK | TB | 12.83 | 0.074191 | 0.49142 | 1
PAK | TB | 12.85 | 0.074495 | 0.49196 | 1
PAK | TB | 12.87 | 0.074798 | 0.49225 | 1
PAK | TB | 12.88 | 0.075102 | 0.49329 | 1
PAK | TB | 12.89 | 0.075406 | 0.49441 | 1
PAK | TB | 12.94 | 0.075712 | 0.49443 | 1
PAK | TB | 12.95 | 0.076017 | 0.49449 | 1
PAK | TB | 12.97 | 0.076323 | 0.49503 | 1
PAK | TB | 13 | 0.076937 | 0.49536 | 2
PAK | TB | 13.02 | 0.077244 | 0.49569 | 1
PAK | TB | 13.04 | 0.077552 | 0.49701 | 1
PAK | TB | 13.05 | 0.07786 | 0.49705 | 1
PAK | TB | 13.07 | 0.078168 | 0.49714 | 1
PAK | TB | 13.1 | 0.078478 | 0.49729 | 1
PAK | TB | 13.14 | 0.078788 | 0.49743 | 1
PAK | TB | 13.21 | 0.079411 | 0.49816 | 2
PAK | TB | 13.23 | 0.079723 | 0.49868 | 1
PAK | TB | 13.25 | 0.080349 | 0.49968 | 2
PAK | TB | 13.32 | 0.080663 | 0.49973 | 1
PAK | TB | 13.34 | 0.080978 | 0.5009 | 1
PAK | TB | 13.35 | 0.081608 | 0.50221 | 2
PAK | TB | 13.37 | 0.081923 | 0.50358 | 1
PAK | TB | 13.43 | 0.08224 | 0.50422 | 1
PAK | TB | 13.44 | 0.082557 | 0.50431 | 1
PAK | TB | 13.47 | 0.082875 | 0.50436 | 1
PAK | TB | 13.5 | 0.083194 | 0.5044 | 1
PAK | TB | 13.55 | 0.083514 | 0.50503 | 1
PAK | TB | 13.6 | 0.084156 | 0.50613 | 2
PAK | TB | 13.66 | 0.084478 | 0.50622 | 1
PAK | TB | 13.73 | 0.084802 | 0.50627 | 1
PAK | TB | 13.74 | 0.085126 | 0.5063 | 1
PAK | TB | 13.83 | 0.085452 | 0.50689 | 1
PAK | TB | 13.87 | 0.08578 | 0.50697 | 1
PAK | TB | 13.88 | 0.086107 | 0.50703 | 1
PAK | TB | 13.93 | 0.086436 | 0.50753 | 1
PAK | TB | 13.96 | 0.086766 | 0.50766 | 1
PAK | TB | 13.99 | 0.087426 | 0.50785 | 2
PAK | TB | 14.02 | 0.087757 | 0.50815 | 1
PAK | TB | 14.03 | 0.088088 | 0.50817 | 1
PAK | TB | 14.04 | 0.088419 | 0.50827 | 1
PAK | TB | 14.06 | 0.088751 | 0.50831 | 1
PAK | TB | 14.08 | 0.089083 | 0.50888 | 1
PAK | TB | 14.13 | 0.089417 | 0.50894 | 1
PAK | TB | 14.15 | 0.08975 | 0.50942 | 1
PAK | TB | 14.16 | 0.090085 | 0.5095 | 1
PAK | TB | 14.19 | 0.090754 | 0.51033 | 2
PAK | TB | 14.21 | 0.091425 | 0.51101 | 2
PAK | TB | 14.22 | 0.091761 | 0.51102 | 1
PAK | TB | 14.25 | 0.092097 | 0.51207 | 1
PAK | TB | 14.27 | 0.092434 | 0.5122 | 1
PAK | TB | 14.28 | 0.092771 | 0.51228 | 1
PAK | TB | 14.29 | 0.093108 | 0.51261 | 1
PAK | TB | 14.36 | 0.093447 | 0.51264 | 1
PAK | TB | 14.45 | 0.093788 | 0.51277 | 1
PAK | TB | 14.52 | 0.094473 | 0.51449 | 2
PAK | TB | 14.53 | 0.094816 | 0.51749 | 1
PAK | TB | 14.55 | 0.095159 | 0.51888 | 1
PAK | TB | 14.57 | 0.095503 | 0.51916 | 1
PAK | TB | 14.6 | 0.095848 | 0.51919 | 1
PAK | TB | 14.69 | 0.096541 | 0.51923 | 2
PAK | TB | 14.71 | 0.096888 | 0.51943 | 1
PAK | TB | 14.76 | 0.097585 | 0.52017 | 2
PAK | TB | 14.8 | 0.097934 | 0.52025 | 1
PAK | TB | 14.83 | 0.098284 | 0.52064 | 1
PAK | TB | 14.85 | 0.098634 | 0.52088 | 1
PAK | TB | 14.89 | 0.098986 | 0.52229 | 1
PAK | TB | 14.92 | 0.09969 | 0.52284 | 2
PAK | TB | 14.94 | 0.10004 | 0.52366 | 1
PAK | TB | 14.96 | 0.1004 | 0.52384 | 1
PAK | TB | 15 | 0.10075 | 0.52405 | 1
PAK | TB | 15.21 | 0.10111 | 0.52494 | 1
PAK | TB | 15.28 | 0.10147 | 0.52539 | 1
PAK | TB | 15.3 | 0.10183 | 0.52554 | 1
PAK | TB | 15.37 | 0.10219 | 0.52565 | 1
PAK | TB | 15.38 | 0.10256 | 0.52631 | 1
PAK | TB | 15.4 | 0.10292 | 0.52651 | 1
PAK | TB | 15.41 | 0.10328 | 0.52733 | 1
PAK | TB | 15.46 | 0.10438 | 0.52925 | 3
PAK | TB | 15.53 | 0.10474 | 0.5302 | 1
PAK | TB | 15.63 | 0.10511 | 0.53061 | 1
PAK | TB | 15.71 | 0.10585 | 0.53126 | 2
PAK | TB | 15.72 | 0.10622 | 0.53184 | 1
PAK | TB | 15.73 | 0.1066 | 0.53276 | 1
PAK | TB | 15.79 | 0.10697 | 0.53329 | 1
PAK | TB | 15.81 | 0.10734 | 0.53365 | 1
PAK | TB | 15.83 | 0.10772 | 0.53376 | 1
PAK | TB | 15.85 | 0.10809 | 0.53497 | 1
PAK | TB | 15.86 | 0.10846 | 0.53572 | 1
PAK | TB | 15.88 | 0.10884 | 0.53594 | 1
PAK | TB | 15.89 | 0.10921 | 0.53609 | 1
PAK | TB | 15.91 | 0.10996 | 0.53652 | 2
PAK | TB | 15.94 | 0.11034 | 0.53664 | 1
PAK | TB | 15.96 | 0.11072 | 0.53735 | 1
PAK | TB | 16 | 0.11109 | 0.53743 | 1
PAK | TB | 16.02 | 0.11147 | 0.53748 | 1
PAK | TB | 16.05 | 0.11185 | 0.53779 | 1
PAK | TB | 16.07 | 0.11223 | 0.53789 | 1
PAK | TB | 16.12 | 0.11261 | 0.53804 | 1
PAK | TB | 16.19 | 0.11299 | 0.53868 | 1
PAK | TB | 16.22 | 0.11338 | 0.53881 | 1
PAK | TB | 16.24 | 0.11414 | 0.53948 | 2
PAK | TB | 16.27 | 0.11491 | 0.53956 | 2
PAK | TB | 16.28 | 0.11529 | 0.5397 | 1
PAK | TB | 16.33 | 0.11568 | 0.53994 | 1
PAK | TB | 16.49 | 0.11607 | 0.54063 | 1
PAK | TB | 16.54 | 0.11646 | 0.54068 | 1
PAK | TB | 16.55 | 0.11685 | 0.54116 | 1
PAK | TB | 16.56 | 0.11724 | 0.54143 | 1
PAK | TB | 16.58 | 0.11802 | 0.54168 | 2
PAK | TB | 16.62 | 0.11842 | 0.542 | 1
PAK | TB | 16.65 | 0.11881 | 0.54251 | 1
PAK | TB | 16.69 | 0.1192 | 0.54334 | 1
PAK | TB | 16.7 | 0.1196 | 0.54347 | 1
PAK | TB | 16.72 | 0.11999 | 0.54355 | 1
PAK | TB | 16.77 | 0.12039 | 0.54478 | 1
PAK | TB | 16.8 | 0.12078 | 0.54539 | 1
PAK | TB | 16.83 | 0.12158 | 0.54953 | 2
PAK | TB | 16.86 | 0.12198 | 0.54954 | 1
PAK | TB | 16.87 | 0.12237 | 0.54973 | 1
PAK | TB | 16.94 | 0.12277 | 0.55006 | 1
PAK | TB | 16.96 | 0.12317 | 0.5501 | 1
PAK | TB | 17 | 0.12398 | 0.55071 | 2
PAK | TB | 17.01 | 0.12438 | 0.55115 | 1
PAK | TB | 17.02 | 0.12478 | 0.5514 | 1
PAK | TB | 17.05 | 0.12518 | 0.55197 | 1
PAK | TB | 17.06 | 0.12558 | 0.55203 | 1
PAK | TB | 17.07 | 0.12599 | 0.55354 | 1
PAK | TB | 17.08 | 0.12679 | 0.55369 | 2
PAK | TB | 17.09 | 0.1272 | 0.55422 | 1
PAK | TB | 17.11 | 0.1276 | 0.55435 | 1
PAK | TB | 17.12 | 0.128 | 0.55561 | 1
PAK | TB | 17.13 | 0.12841 | 0.55573 | 1
PAK | TB | 17.14 | 0.12881 | 0.5562 | 1
PAK | TB | 17.16 | 0.12922 | 0.55626 | 1
PAK | TB | 17.18 | 0.12962 | 0.55652 | 1
PAK | TB | 17.23 | 0.13003 | 0.55791 | 1
PAK | TB | 17.25 | 0.13084 | 0.55796 | 2
PAK | TB | 17.27 | 0.13125 | 0.55816 | 1
PAK | TB | 17.28 | 0.13166 | 0.55859 | 1
PAK | TB | 17.31 | 0.13207 | 0.5594 | 1
PAK | TB | 17.37 | 0.13289 | 0.5597 | 2
PAK | TB | 17.39 | 0.13371 | 0.55987 | 2
PAK | TB | 17.4 | 0.13412 | 0.56179 | 1
PAK | TB | 17.42 | 0.13453 | 0.5619 | 1
PAK | TB | 17.44 | 0.13494 | 0.56227 | 1
PAK | TB | 17.45 | 0.13576 | 0.5642 | 2
PAK | TB | 17.46 | 0.13618 | 0.56459 | 1
PAK | TB | 17.47 | 0.13659 | 0.56463 | 1
PAK | TB | 17.48 | 0.137 | 0.56475 | 1
PAK | TB | 17.62 | 0.13783 | 0.56553 | 2
PAK | TB | 17.64 | 0.13825 | 0.56565 | 1
PAK | TB | 17.69 | 0.13867 | 0.56569 | 1
PAK | TB | 17.7 | 0.13908 | 0.56584 | 1
PAK | TB | 17.72 | 0.13992 | 0.56834 | 2
PAK | TB | 17.75 | 0.14034 | 0.5691 | 1
PAK | TB | 17.79 | 0.14076 | 0.56968 | 1
PAK | TB | 17.82 | 0.1416 | 0.57015 | 2
PAK | TB | 17.84 | 0.14202 | 0.57066 | 1
PAK | TB | 17.85 | 0.14244 | 0.571 | 1
PAK | TB | 17.86 | 0.14329 | 0.57277 | 2
PAK | TB | 17.88 | 0.14371 | 0.57291 | 1
PAK | TB | 17.9 | 0.14413 | 0.57375 | 1
PAK | TB | 17.96 | 0.14455 | 0.57447 | 1
PAK | TB | 17.99 | 0.1454 | 0.57565 | 2
PAK | TB | 18 | 0.14583 | 0.57599 | 1
PAK | TB | 18.05 | 0.14625 | 0.57642 | 1
PAK | TB | 18.06 | 0.14668 | 0.57655 | 1
PAK | TB | 18.09 | 0.14711 | 0.57691 | 1
PAK | TB | 18.23 | 0.14754 | 0.57698 | 1
PAK | TB | 18.24 | 0.14797 | 0.57708 | 1
PAK | TB | 18.26 | 0.1484 | 0.57735 | 1
PAK | TB | 18.27 | 0.14926 | 0.57851 | 2
PAK | TB | 18.29 | 0.14969 | 0.57888 | 1
PAK | TB | 18.38 | 0.15013 | 0.57895 | 1
PAK | TB | 18.4 | 0.15056 | 0.57922 | 1
PAK | TB | 18.41 | 0.15099 | 0.58025 | 1
PAK | TB | 18.43 | 0.15143 | 0.58087 | 1
PAK | TB | 18.44 | 0.15186 | 0.58093 | 1
PAK | TB | 18.5 | 0.1523 | 0.58118 | 1
PAK | TB | 18.51 | 0.15274 | 0.58136 | 1
PAK | TB | 18.54 | 0.15361 | 0.58272 | 2
PAK | TB | 18.58 | 0.15405 | 0.58447 | 1
PAK | TB | 18.61 | 0.15449 | 0.58473 | 1
PAK | TB | 18.63 | 0.15493 | 0.58485 | 1
PAK | TB | 18.65 | 0.15537 | 0.58628 | 1
PAK | TB | 18.69 | 0.15581 | 0.58658 | 1
PAK | TB | 18.72 | 0.15625 | 0.58683 | 1
PAK | TB | 18.75 | 0.1567 | 0.58712 | 1
PAK | TB | 18.84 | 0.15758 | 0.58759 | 2
PAK | TB | 18.88 | 0.15803 | 0.58793 | 1
PAK | TB | 18.9 | 0.15848 | 0.58793 | 1
PAK | TB | 18.92 | 0.15892 | 0.58798 | 1
PAK | TB | 18.93 | 0.15937 | 0.58899 | 1
PAK | TB | 18.98 | 0.15982 | 0.58922 | 1
PAK | TB | 19 | 0.16027 | 0.58998 | 1
PAK | TB | 19.04 | 0.16072 | 0.59085 | 1
PAK | TB | 19.1 | 0.16117 | 0.59105 | 1
PAK | TB | 19.16 | 0.16162 | 0.59133 | 1
PAK | TB | 19.21 | 0.16207 | 0.59135 | 1
PAK | TB | 19.23 | 0.16253 | 0.59146 | 1
PAK | TB | 19.44 | 0.16298 | 0.5922 | 1
PAK | TB | 19.49 | 0.16344 | 0.59263 | 1
PAK | TB | 19.52 | 0.16436 | 0.59394 | 2
PAK | TB | 19.53 | 0.16529 | 0.59423 | 2
PAK | TB | 19.54 | 0.16621 | 0.59511 | 2
PAK | TB | 19.57 | 0.16667 | 0.59532 | 1
PAK | TB | 19.6 | 0.16713 | 0.59551 | 1
PAK | TB | 19.64 | 0.1676 | 0.59594 | 1
PAK | TB | 19.66 | 0.16806 | 0.596 | 1
PAK | TB | 19.72 | 0.16853 | 0.5961 | 1
PAK | TB | 19.75 | 0.16946 | 0.59631 | 2
PAK | TB | 19.76 | 0.17039 | 0.5988 | 2
PAK | TB | 19.77 | 0.17086 | 0.5992 | 1
PAK | TB | 19.82 | 0.17133 | 0.59941 | 1
PAK | TB | 19.89 | 0.17226 | 0.60087 | 2
PAK | TB | 19.91 | 0.17273 | 0.60144 | 1
PAK | TB | 19.97 | 0.1732 | 0.60151 | 1
PAK | TB | 19.99 | 0.17415 | 0.60206 | 2
PAK | TB | 20.04 | 0.17462 | 0.60278 | 1
PAK | TB | 20.11 | 0.17557 | 0.60346 | 2
PAK | TB | 20.12 | 0.17652 | 0.60656 | 2
PAK | TB | 20.13 | 0.177 | 0.60664 | 1
PAK | TB | 20.16 | 0.17747 | 0.60679 | 1
PAK | TB | 20.18 | 0.17795 | 0.60697 | 1
PAK | TB | 20.2 | 0.17842 | 0.60717 | 1
PAK | TB | 20.27 | 0.1789 | 0.6072 | 1
PAK | TB | 20.31 | 0.17986 | 0.60756 | 2
PAK | TB | 20.36 | 0.18034 | 0.60955 | 1
PAK | TB | 20.45 | 0.18082 | 0.61349 | 1
PAK | TB | 20.48 | 0.18131 | 0.61361 | 1
PAK | TB | 20.53 | 0.18179 | 0.61367 | 1
PAK | TB | 20.63 | 0.18228 | 0.61423 | 1
PAK | TB | 20.64 | 0.18277 | 0.61435 | 1
PAK | TB | 20.65 | 0.18325 | 0.61448 | 1
PAK | TB | 20.68 | 0.18374 | 0.61644 | 1
PAK | TB | 20.73 | 0.18423 | 0.61721 | 1
PAK | TB | 20.8 | 0.18472 | 0.61761 | 1
PAK | TB | 20.86 | 0.18521 | 0.61776 | 1
PAK | TB | 20.87 | 0.18571 | 0.6178 | 1
PAK | TB | 20.88 | 0.18669 | 0.61801 | 2
PAK | TB | 20.9 | 0.18768 | 0.61806 | 2
PAK | TB | 20.91 | 0.18817 | 0.61807 | 1
PAK | TB | 20.94 | 0.18866 | 0.61827 | 1
PAK | TB | 20.95 | 0.18965 | 0.61917 | 2
PAK | TB | 21.01 | 0.19015 | 0.61949 | 1
PAK | TB | 21.03 | 0.19065 | 0.61971 | 1
PAK | TB | 21.06 | 0.19114 | 0.61996 | 1
PAK | TB | 21.08 | 0.19164 | 0.62298 | 1
PAK | TB | 21.09 | 0.19214 | 0.62326 | 1
PAK | TB | 21.14 | 0.19264 | 0.62382 | 1
PAK | TB | 21.17 | 0.19314 | 0.6242 | 1
PAK | TB | 21.21 | 0.19364 | 0.62541 | 1
PAK | TB | 21.31 | 0.19414 | 0.62629 | 1
PAK | TB | 21.32 | 0.19464 | 0.6276 | 1
PAK | TB | 21.33 | 0.19615 | 0.6279 | 3
PAK | TB | 21.46 | 0.19666 | 0.62798 | 1
PAK | TB | 21.47 | 0.19767 | 0.6299 | 2
PAK | TB | 21.48 | 0.19818 | 0.63076 | 1
PAK | TB | 21.5 | 0.19869 | 0.63106 | 1
PAK | TB | 21.52 | 0.19919 | 0.63158 | 1
PAK | TB | 21.55 | 0.1997 | 0.63159 | 1
PAK | TB | 21.57 | 0.20021 | 0.63167 | 1
PAK | TB | 21.59 | 0.20123 | 0.6332 | 2
PAK | TB | 21.61 | 0.20174 | 0.63322 | 1
PAK | TB | 21.63 | 0.20225 | 0.63426 | 1
PAK | TB | 21.67 | 0.20276 | 0.63595 | 1
PAK | TB | 21.68 | 0.20327 | 0.63623 | 1
PAK | TB | 21.7 | 0.2043 | 0.63682 | 2
PAK | TB | 21.74 | 0.20481 | 0.63684 | 1
PAK | TB | 21.75 | 0.20533 | 0.63827 | 1
PAK | TB | 21.79 | 0.20584 | 0.63828 | 1
PAK | TB | 21.89 | 0.20636 | 0.63856 | 1
PAK | TB | 21.9 | 0.20687 | 0.63882 | 1
PAK | TB | 21.93 | 0.20739 | 0.63883 | 1
PAK | TB | 21.95 | 0.20791 | 0.63962 | 1
PAK | TB | 21.97 | 0.20843 | 0.63965 | 1
PAK | TB | 21.99 | 0.20946 | 0.64056 | 2
PAK | TB | 22.04 | 0.20998 | 0.64065 | 1
PAK | TB | 22.05 | 0.2105 | 0.64068 | 1
PAK | TB | 22.14 | 0.21103 | 0.64103 | 1
PAK | TB | 22.29 | 0.21155 | 0.64272 | 1
PAK | TB | 22.33 | 0.21208 | 0.6428 | 1
PAK | TB | 22.37 | 0.21314 | 0.64423 | 2
PAK | TB | 22.4 | 0.21366 | 0.64458 | 1
PAK | TB | 22.42 | 0.21419 | 0.64606 | 1
PAK | TB | 22.44 | 0.21472 | 0.64646 | 1
PAK | TB | 22.45 | 0.21525 | 0.64681 | 1
PAK | TB | 22.47 | 0.21578 | 0.64717 | 1
PAK | TB | 22.51 | 0.21631 | 0.64726 | 1
PAK | TB | 22.52 | 0.21685 | 0.6473 | 1
PAK | TB | 22.54 | 0.21738 | 0.64807 | 1
PAK | TB | 22.57 | 0.21844 | 0.64923 | 2
PAK | TB | 22.61 | 0.21898 | 0.65024 | 1
PAK | TB | 22.66 | 0.21951 | 0.65056 | 1
PAK | TB | 22.67 | 0.22058 | 0.6515 | 2
PAK | TB | 22.73 | 0.22112 | 0.65444 | 1
PAK | TB | 22.75 | 0.22165 | 0.65529 | 1
PAK | TB | 22.77 | 0.22219 | 0.65585 | 1
PAK | TB | 22.78 | 0.22273 | 0.65714 | 1
PAK | TB | 22.8 | 0.22327 | 0.65733 | 1
PAK | TB | 22.89 | 0.22381 | 0.65738 | 1
PAK | TB | 22.95 | 0.22435 | 0.6577 | 1
PAK | TB | 22.96 | 0.22489 | 0.65784 | 1
PAK | TB | 22.98 | 0.22543 | 0.65833 | 1
PAK | TB | 22.99 | 0.22598 | 0.65898 | 1
PAK | TB | 23 | 0.22652 | 0.65905 | 1
PAK | TB | 23.02 | 0.22706 | 0.65919 | 1
PAK | TB | 23.06 | 0.22761 | 0.66009 | 1
PAK | TB | 23.15 | 0.22815 | 0.66016 | 1
PAK | TB | 23.19 | 0.2287 | 0.66064 | 1
PAK | TB | 23.2 | 0.22925 | 0.66077 | 1
PAK | TB | 23.3 | 0.2309 | 0.66094 | 3
PAK | TB | 23.34 | 0.23145 | 0.66097 | 1
PAK | TB | 23.36 | 0.232 | 0.66099 | 1
PAK | TB | 23.39 | 0.23255 | 0.66112 | 1
PAK | TB | 23.41 | 0.2331 | 0.6612 | 1
PAK | TB | 23.47 | 0.23421 | 0.66151 | 2
PAK | TB | 23.48 | 0.23587 | 0.66336 | 3
PAK | TB | 23.52 | 0.23643 | 0.66393 | 1
PAK | TB | 23.55 | 0.23698 | 0.66427 | 1
PAK | TB | 23.59 | 0.23754 | 0.66464 | 1
PAK | TB | 23.66 | 0.2381 | 0.66496 | 1
PAK | TB | 23.72 | 0.23866 | 0.66497 | 1
PAK | TB | 23.73 | 0.23922 | 0.66501 | 1
PAK | TB | 23.75 | 0.23978 | 0.66522 | 1
PAK | TB | 23.77 | 0.24034 | 0.66529 | 1
PAK | TB | 23.88 | 0.2409 | 0.66601 | 1
PAK | TB | 23.9 | 0.24147 | 0.66613 | 1
PAK | TB | 23.94 | 0.24203 | 0.66616 | 1
PAK | TB | 24.03 | 0.24317 | 0.66802 | 2
PAK | TB | 24.07 | 0.24373 | 0.6681 | 1
PAK | TB | 24.1 | 0.2443 | 0.66993 | 1
PAK | TB | 24.13 | 0.24487 | 0.66998 | 1
PAK | TB | 24.16 | 0.24544 | 0.67008 | 1
PAK | TB | 24.32 | 0.24602 | 0.67047 | 1
PAK | TB | 24.33 | 0.24659 | 0.67048 | 1
PAK | TB | 24.38 | 0.24774 | 0.67124 | 2
PAK | TB | 24.39 | 0.24832 | 0.67214 | 1
PAK | TB | 24.49 | 0.2489 | 0.67352 | 1
PAK | TB | 24.5 | 0.24947 | 0.67358 | 1
PAK | TB | 24.51 | 0.25005 | 0.67366 | 1
PAK | TB | 24.53 | 0.25121 | 0.67422 | 2
PAK | TB | 24.54 | 0.25179 | 0.67595 | 1
PAK | TB | 24.57 | 0.25237 | 0.67607 | 1
PAK | TB | 24.61 | 0.25295 | 0.6761 | 1
PAK | TB | 24.63 | 0.25411 | 0.679 | 2
PAK | TB | 24.65 | 0.25469 | 0.68011 | 1
PAK | TB | 24.67 | 0.25528 | 0.68043 | 1
PAK | TB | 24.68 | 0.25586 | 0.6805 | 1
PAK | TB | 24.75 | 0.25644 | 0.68072 | 1
PAK | TB | 24.77 | 0.25703 | 0.6815 | 1
PAK | TB | 25 | 0.25762 | 0.68161 | 1
PAK | TB | 25.03 | 0.2588 | 0.68201 | 2
PAK | TB | 25.04 | 0.25939 | 0.68254 | 1
PAK | TB | 25.06 | 0.25998 | 0.68273 | 1
PAK | TB | 25.09 | 0.26057 | 0.6833 | 1
PAK | TB | 25.11 | 0.26116 | 0.68333 | 1
PAK | TB | 25.12 | 0.26176 | 0.68374 | 1
PAK | TB | 25.14 | 0.26235 | 0.68387 | 1
PAK | TB | 25.21 | 0.26295 | 0.68399 | 1
PAK | TB | 25.29 | 0.26354 | 0.6858 | 1
PAK | TB | 25.45 | 0.26414 | 0.68584 | 1
PAK | TB | 25.48 | 0.26474 | 0.68681 | 1
PAK | TB | 25.49 | 0.26535 | 0.68826 | 1
PAK | TB | 25.5 | 0.26595 | 0.68899 | 1
PAK | TB | 25.52 | 0.26655 | 0.68904 | 1
PAK | TB | 25.56 | 0.26715 | 0.6891 | 1
PAK | TB | 25.57 | 0.26776 | 0.68935 | 1
PAK | TB | 25.59 | 0.26896 | 0.68951 | 2
PAK | TB | 25.6 | 0.26957 | 0.68987 | 1
PAK | TB | 25.62 | 0.27017 | 0.68992 | 1
PAK | TB | 25.67 | 0.27078 | 0.68998 | 1
PAK | TB | 25.69 | 0.27138 | 0.69067 | 1
PAK | TB | 25.71 | 0.27199 | 0.69096 | 1
PAK | TB | 25.79 | 0.2726 | 0.69201 | 1
PAK | TB | 25.83 | 0.27321 | 0.69217 | 1
PAK | TB | 25.86 | 0.27382 | 0.6937 | 1
PAK | TB | 25.92 | 0.27443 | 0.69401 | 1
PAK | TB | 25.93 | 0.27504 | 0.69467 | 1
PAK | TB | 25.95 | 0.27566 | 0.69557 | 1
PAK | TB | 26.08 | 0.27627 | 0.69575 | 1
PAK | TB | 26.1 | 0.27689 | 0.69739 | 1
PAK | TB | 26.16 | 0.2775 | 0.69837 | 1
PAK | TB | 26.17 | 0.27812 | 0.69846 | 1
PAK | TB | 26.19 | 0.27874 | 0.69953 | 1
PAK | TB | 26.25 | 0.27936 | 0.69959 | 1
PAK | TB | 26.27 | 0.27998 | 0.70005 | 1
PAK | TB | 26.31 | 0.2806 | 0.70007 | 1
PAK | TB | 26.36 | 0.28122 | 0.7002 | 1
PAK | TB | 26.43 | 0.28185 | 0.70033 | 1
PAK | TB | 26.52 | 0.28247 | 0.7006 | 1
PAK | TB | 26.63 | 0.2831 | 0.70078 | 1
PAK | TB | 26.66 | 0.28373 | 0.70169 | 1
PAK | TB | 26.7 | 0.28436 | 0.70179 | 1
PAK | TB | 26.77 | 0.28499 | 0.70191 | 1
PAK | TB | 26.85 | 0.28562 | 0.7022 | 1
PAK | TB | 26.89 | 0.28753 | 0.70282 | 3
PAK | TB | 27 | 0.28817 | 0.70287 | 1
PAK | TB | 27.03 | 0.2888 | 0.70366 | 1
PAK | TB | 27.04 | 0.28944 | 0.70471 | 1
PAK | TB | 27.05 | 0.29008 | 0.70473 | 1
PAK | TB | 27.08 | 0.29072 | 0.70567 | 1
PAK | TB | 27.09 | 0.29136 | 0.70587 | 1
PAK | TB | 27.1 | 0.292 | 0.70646 | 1
PAK | TB | 27.11 | 0.29264 | 0.70657 | 1
PAK | TB | 27.15 | 0.29328 | 0.70725 | 1
PAK | TB | 27.19 | 0.29392 | 0.70854 | 1
PAK | TB | 27.22 | 0.2952 | 0.71101 | 2
PAK | TB | 27.23 | 0.29585 | 0.71189 | 1
PAK | TB | 27.27 | 0.29649 | 0.71319 | 1
PAK | TB | 27.3 | 0.29713 | 0.71342 | 1
PAK | TB | 27.32 | 0.29778 | 0.71354 | 1
PAK | TB | 27.38 | 0.29843 | 0.71433 | 1
PAK | TB | 27.4 | 0.29907 | 0.7144 | 1
PAK | TB | 27.45 | 0.29972 | 0.71474 | 1
PAK | TB | 27.5 | 0.30102 | 0.71604 | 2
PAK | TB | 27.57 | 0.30167 | 0.71631 | 1
PAK | TB | 27.65 | 0.30232 | 0.71726 | 1
PAK | TB | 27.7 | 0.30297 | 0.71761 | 1
PAK | TB | 27.71 | 0.30363 | 0.71763 | 1
PAK | TB | 27.8 | 0.30428 | 0.71771 | 1
PAK | TB | 27.83 | 0.30494 | 0.71772 | 1
PAK | TB | 27.87 | 0.30626 | 0.71907 | 2
PAK | TB | 27.99 | 0.30692 | 0.7192 | 1
PAK | TB | 28.1 | 0.30824 | 0.72129 | 2
PAK | TB | 28.12 | 0.30891 | 0.72137 | 1
PAK | TB | 28.2 | 0.30957 | 0.72149 | 1
PAK | TB | 28.24 | 0.31024 | 0.72181 | 1
PAK | TB | 28.27 | 0.31091 | 0.72183 | 1
PAK | TB | 28.28 | 0.31157 | 0.72345 | 1
PAK | TB | 28.29 | 0.31224 | 0.72379 | 1
PAK | TB | 28.32 | 0.31291 | 0.72436 | 1
PAK | TB | 28.38 | 0.31358 | 0.72449 | 1
PAK | TB | 28.41 | 0.31425 | 0.72486 | 1
PAK | TB | 28.45 | 0.31492 | 0.72489 | 1
PAK | TB | 28.48 | 0.31559 | 0.72503 | 1
PAK | TB | 28.55 | 0.31627 | 0.72658 | 1
PAK | TB | 28.56 | 0.31694 | 0.72661 | 1
PAK | TB | 28.59 | 0.31762 | 0.72761 | 1
PAK | TB | 28.65 | 0.31897 | 0.72917 | 2
PAK | TB | 28.66 | 0.31964 | 0.72961 | 1
PAK | TB | 28.71 | 0.32032 | 0.73059 | 1
PAK | TB | 28.74 | 0.321 | 0.73104 | 1
PAK | TB | 28.76 | 0.32168 | 0.73191 | 1
PAK | TB | 28.77 | 0.32236 | 0.73199 | 1
PAK | TB | 28.8 | 0.32304 | 0.73243 | 1
PAK | TB | 28.82 | 0.32372 | 0.73395 | 1
PAK | TB | 28.86 | 0.3244 | 0.73402 | 1
PAK | TB | 28.87 | 0.32508 | 0.73424 | 1
PAK | TB | 28.88 | 0.32644 | 0.73622 | 2
PAK | TB | 28.89 | 0.32712 | 0.73635 | 1
PAK | TB | 28.91 | 0.32781 | 0.73674 | 1
PAK | TB | 29.04 | 0.32849 | 0.73676 | 1
PAK | TB | 29.12 | 0.32918 | 0.73737 | 1
PAK | TB | 29.14 | 0.32987 | 0.73782 | 1
PAK | TB | 29.16 | 0.33055 | 0.73794 | 1
PAK | TB | 29.17 | 0.33124 | 0.73811 | 1
PAK | TB | 29.3 | 0.33193 | 0.73848 | 1
PAK | TB | 29.39 | 0.33263 | 0.7388 | 1
PAK | TB | 29.4 | 0.33332 | 0.73906 | 1
PAK | TB | 29.46 | 0.33402 | 0.73924 | 1
PAK | TB | 29.65 | 0.33472 | 0.73994 | 1
PAK | TB | 29.74 | 0.33542 | 0.74089 | 1
PAK | TB | 29.79 | 0.33612 | 0.74113 | 1
PAK | TB | 29.82 | 0.33753 | 0.74195 | 2
PAK | TB | 29.83 | 0.33823 | 0.74199 | 1
PAK | TB | 29.86 | 0.33964 | 0.7427 | 2
PAK | TB | 29.88 | 0.34035 | 0.74282 | 1
PAK | TB | 29.93 | 0.34105 | 0.74284 | 1
PAK | TB | 29.95 | 0.34247 | 0.74402 | 2
PAK | TB | 29.96 | 0.34388 | 0.74434 | 2
PAK | TB | 29.97 | 0.34459 | 0.74482 | 1
PAK | TB | 30.12 | 0.3453 | 0.74484 | 1
PAK | TB | 30.2 | 0.34601 | 0.74493 | 1
PAK | TB | 30.21 | 0.34744 | 0.74556 | 2
PAK | TB | 30.25 | 0.34815 | 0.74614 | 1
PAK | TB | 30.26 | 0.34958 | 0.74695 | 2
PAK | TB | 30.37 | 0.3503 | 0.74786 | 1
PAK | TB | 30.42 | 0.35101 | 0.74792 | 1
PAK | TB | 30.44 | 0.35173 | 0.74807 | 1
PAK | TB | 30.46 | 0.35245 | 0.74808 | 1
PAK | TB | 30.5 | 0.35317 | 0.74866 | 1
PAK | TB | 30.59 | 0.35389 | 0.74874 | 1
PAK | TB | 30.67 | 0.35462 | 0.74896 | 1
PAK | TB | 30.68 | 0.35534 | 0.74925 | 1
PAK | TB | 30.74 | 0.35607 | 0.74978 | 1
PAK | TB | 30.75 | 0.35679 | 0.7499 | 1
PAK | TB | 30.76 | 0.35752 | 0.75017 | 1
PAK | TB | 30.82 | 0.35824 | 0.75028 | 1
PAK | TB | 30.87 | 0.35897 | 0.75131 | 1
PAK | TB | 30.88 | 0.3597 | 0.75205 | 1
PAK | TB | 30.92 | 0.36043 | 0.75245 | 1
PAK | TB | 30.95 | 0.36116 | 0.75321 | 1
PAK | TB | 30.99 | 0.36189 | 0.75332 | 1
PAK | TB | 31 | 0.36262 | 0.75398 | 1
PAK | TB | 31.04 | 0.36336 | 0.75399 | 1
PAK | TB | 31.05 | 0.36409 | 0.757 | 1
PAK | TB | 31.12 | 0.36482 | 0.75768 | 1
PAK | TB | 31.13 | 0.36556 | 0.75809 | 1
PAK | TB | 31.14 | 0.36629 | 0.75831 | 1
PAK | TB | 31.16 | 0.36776 | 0.75966 | 2
PAK | TB | 31.17 | 0.36924 | 0.76077 | 2
PAK | TB | 31.22 | 0.36997 | 0.76247 | 1
PAK | TB | 31.26 | 0.37071 | 0.76289 | 1
PAK | TB | 31.29 | 0.37145 | 0.76296 | 1
PAK | TB | 31.3 | 0.37219 | 0.763 | 1
PAK | TB | 31.32 | 0.37293 | 0.76306 | 1
PAK | TB | 31.34 | 0.37367 | 0.76339 | 1
PAK | TB | 31.37 | 0.37441 | 0.76342 | 1
PAK | TB | 31.4 | 0.37515 | 0.76361 | 1
PAK | TB | 31.43 | 0.37589 | 0.76399 | 1
PAK | TB | 31.45 | 0.37663 | 0.76503 | 1
PAK | TB | 31.46 | 0.37737 | 0.76532 | 1
PAK | TB | 31.49 | 0.37812 | 0.76539 | 1
PAK | TB | 31.51 | 0.3796 | 0.7666 | 2
PAK | TB | 31.54 | 0.38035 | 0.76663 | 1
PAK | TB | 31.67 | 0.38184 | 0.76822 | 2
PAK | TB | 31.68 | 0.38259 | 0.76826 | 1
PAK | TB | 31.78 | 0.38334 | 0.76831 | 1
PAK | TB | 31.83 | 0.38559 | 0.76871 | 3
PAK | TB | 31.92 | 0.38635 | 0.76899 | 1
PAK | TB | 31.95 | 0.38936 | 0.77289 | 4
PAK | TB | 31.98 | 0.39012 | 0.77301 | 1
PAK | TB | 31.99 | 0.39087 | 0.77338 | 1
PAK | TB | 32.02 | 0.39163 | 0.77345 | 1
PAK | TB | 32.04 | 0.39238 | 0.77367 | 1
PAK | TB | 32.07 | 0.39314 | 0.77438 | 1
PAK | TB | 32.09 | 0.3939 | 0.77604 | 1
PAK | TB | 32.16 | 0.39466 | 0.77648 | 1
PAK | TB | 32.21 | 0.39542 | 0.77672 | 1
PAK | TB | 32.29 | 0.39618 | 0.77678 | 1
PAK | TB | 32.33 | 0.39694 | 0.77821 | 1
PAK | TB | 32.43 | 0.4 | 0.78017 | 4
PAK | TB | 32.46 | 0.40154 | 0.78041 | 2
PAK | TB | 32.58 | 0.40307 | 0.78111 | 2
PAK | TB | 32.68 | 0.40384 | 0.78126 | 1
PAK | TB | 32.69 | 0.40462 | 0.78215 | 1
PAK | TB | 32.72 | 0.40539 | 0.78222 | 1
PAK | TB | 32.74 | 0.40616 | 0.78239 | 1
PAK | TB | 32.76 | 0.40693 | 0.78342 | 1
PAK | TB | 32.86 | 0.40771 | 0.78489 | 1
PAK | TB | 32.95 | 0.40849 | 0.78514 | 1
PAK | TB | 32.99 | 0.40926 | 0.78542 | 1
PAK | TB | 33 | 0.41004 | 0.78561 | 1
PAK | TB | 33.13 | 0.41083 | 0.78584 | 1
PAK | TB | 33.14 | 0.41161 | 0.78673 | 1
PAK | TB | 33.2 | 0.41239 | 0.78699 | 1
PAK | TB | 33.21 | 0.41317 | 0.78759 | 1
PAK | TB | 33.24 | 0.41396 | 0.78778 | 1
PAK | TB | 33.27 | 0.41474 | 0.78839 | 1
PAK | TB | 33.3 | 0.41553 | 0.78881 | 1
PAK | TB | 33.32 | 0.41632 | 0.78915 | 1
PAK | TB | 33.42 | 0.4171 | 0.79075 | 1
PAK | TB | 33.61 | 0.41869 | 0.79379 | 2
PAK | TB | 33.64 | 0.41948 | 0.79393 | 1
PAK | TB | 33.65 | 0.42028 | 0.79395 | 1
PAK | TB | 33.67 | 0.42107 | 0.79517 | 1
PAK | TB | 33.72 | 0.42187 | 0.79521 | 1
PAK | TB | 33.79 | 0.42267 | 0.79603 | 1
PAK | TB | 33.81 | 0.42346 | 0.79627 | 1
PAK | TB | 33.83 | 0.42426 | 0.79631 | 1
PAK | TB | 33.91 | 0.42586 | 0.79788 | 2
PAK | TB | 33.99 | 0.42667 | 0.79799 | 1
PAK | TB | 34.04 | 0.42747 | 0.79969 | 1
PAK | TB | 34.16 | 0.42827 | 0.80116 | 1
PAK | TB | 34.17 | 0.42908 | 0.80132 | 1
PAK | TB | 34.19 | 0.43069 | 0.80172 | 2
PAK | TB | 34.2 | 0.4315 | 0.80194 | 1
PAK | TB | 34.23 | 0.43231 | 0.80312 | 1
PAK | TB | 34.26 | 0.43312 | 0.80484 | 1
PAK | TB | 34.3 | 0.43393 | 0.80512 | 1
PAK | TB | 34.34 | 0.43474 | 0.80538 | 1
PAK | TB | 34.35 | 0.43555 | 0.80621 | 1
PAK | TB | 34.39 | 0.43636 | 0.80657 | 1
PAK | TB | 34.41 | 0.43717 | 0.8066 | 1
PAK | TB | 34.45 | 0.43799 | 0.80822 | 1
PAK | TB | 34.51 | 0.43961 | 0.80832 | 2
PAK | TB | 34.54 | 0.44043 | 0.81421 | 1
PAK | TB | 34.64 | 0.44125 | 0.81478 | 1
PAK | TB | 34.85 | 0.44207 | 0.8149 | 1
PAK | TB | 34.87 | 0.44289 | 0.81577 | 1
PAK | TB | 34.9 | 0.44372 | 0.81595 | 1
PAK | TB | 34.92 | 0.44536 | 0.81681 | 2
PAK | TB | 34.93 | 0.44619 | 0.8177 | 1
PAK | TB | 34.95 | 0.44701 | 0.81833 | 1
PAK | TB | 35.04 | 0.44867 | 0.81927 | 2
PAK | TB | 35.07 | 0.44949 | 0.81941 | 1
PAK | TB | 35.1 | 0.45032 | 0.82009 | 1
PAK | TB | 35.17 | 0.45115 | 0.8201 | 1
PAK | TB | 35.18 | 0.45198 | 0.82017 | 1
PAK | TB | 35.21 | 0.45281 | 0.8211 | 1
PAK | TB | 35.25 | 0.45364 | 0.82239 | 1
PAK | TB | 35.29 | 0.45448 | 0.82254 | 1
PAK | TB | 35.37 | 0.45531 | 0.82482 | 1
PAK | TB | 35.44 | 0.45615 | 0.82528 | 1
PAK | TB | 35.47 | 0.45699 | 0.82559 | 1
PAK | TB | 35.57 | 0.45783 | 0.82586 | 1
PAK | TB | 35.77 | 0.45867 | 0.82587 | 1
PAK | TB | 35.8 | 0.45951 | 0.82601 | 1
PAK | TB | 35.9 | 0.46036 | 0.82653 | 1
PAK | TB | 35.93 | 0.46121 | 0.82753 | 1
PAK | TB | 35.94 | 0.46206 | 0.82754 | 1
PAK | TB | 35.97 | 0.46291 | 0.82761 | 1
PAK | TB | 36.01 | 0.46376 | 0.82762 | 1
PAK | TB | 36.06 | 0.46546 | 0.82809 | 2
PAK | TB | 36.12 | 0.46716 | 0.82879 | 2
PAK | TB | 36.14 | 0.46802 | 0.82927 | 1
PAK | TB | 36.17 | 0.46887 | 0.82967 | 1
PAK | TB | 36.18 | 0.46972 | 0.83093 | 1
PAK | TB | 36.31 | 0.47058 | 0.83132 | 1
PAK | TB | 36.6 | 0.47144 | 0.83149 | 1
PAK | TB | 36.76 | 0.47231 | 0.83344 | 1
PAK | TB | 36.9 | 0.47318 | 0.83385 | 1
PAK | TB | 36.91 | 0.47405 | 0.83424 | 1
PAK | TB | 37 | 0.47493 | 0.83436 | 1
PAK | TB | 37.02 | 0.4758 | 0.83503 | 1
PAK | TB | 37.07 | 0.47667 | 0.83545 | 1
PAK | TB | 37.11 | 0.47755 | 0.83654 | 1
PAK | TB | 37.16 | 0.47843 | 0.83692 | 1
PAK | TB | 37.18 | 0.4793 | 0.83762 | 1
PAK | TB | 37.19 | 0.48018 | 0.83842 | 1
PAK | TB | 37.28 | 0.48106 | 0.83877 | 1
PAK | TB | 37.39 | 0.48194 | 0.83962 | 1
PAK | TB | 37.44 | 0.48371 | 0.84023 | 2
PAK | TB | 37.48 | 0.4846 | 0.84064 | 1
PAK | TB | 37.52 | 0.48548 | 0.84104 | 1
PAK | TB | 37.84 | 0.48727 | 0.84115 | 2
PAK | TB | 37.85 | 0.48816 | 0.84391 | 1
PAK | TB | 37.86 | 0.48905 | 0.84399 | 1
PAK | TB | 37.91 | 0.48995 | 0.84402 | 1
PAK | TB | 37.93 | 0.49084 | 0.84502 | 1
PAK | TB | 37.99 | 0.49174 | 0.84529 | 1
PAK | TB | 38.04 | 0.49264 | 0.8468 | 1
PAK | TB | 38.11 | 0.49354 | 0.84742 | 1
PAK | TB | 38.34 | 0.49444 | 0.84785 | 1
PAK | TB | 38.46 | 0.49626 | 0.84932 | 2
PAK | TB | 38.49 | 0.49716 | 0.84935 | 1
PAK | TB | 38.63 | 0.49899 | 0.84997 | 2
PAK | TB | 38.68 | 0.4999 | 0.85015 | 1
PAK | TB | 38.69 | 0.50081 | 0.85087 | 1
PAK | TB | 38.71 | 0.50173 | 0.85132 | 1
PAK | TB | 38.86 | 0.50264 | 0.85137 | 1
PAK | TB | 38.96 | 0.50356 | 0.85159 | 1
PAK | TB | 39.06 | 0.50449 | 0.85175 | 1
PAK | TB | 39.1 | 0.50541 | 0.85179 | 1
PAK | TB | 39.33 | 0.50634 | 0.852 | 1
PAK | TB | 39.51 | 0.50727 | 0.85248 | 1
PAK | TB | 39.61 | 0.5082 | 0.85274 | 1
PAK | TB | 39.65 | 0.50914 | 0.85296 | 1
PAK | TB | 39.8 | 0.51008 | 0.8531 | 1
PAK | TB | 39.86 | 0.51102 | 0.85329 | 1
PAK | TB | 39.92 | 0.51196 | 0.85399 | 1
PAK | TB | 39.96 | 0.5129 | 0.85437 | 1
PAK | TB | 39.99 | 0.51385 | 0.85559 | 1
PAK | TB | 40.05 | 0.51479 | 0.85594 | 1
PAK | TB | 40.07 | 0.51668 | 0.85788 | 2
PAK | TB | 40.11 | 0.51763 | 0.85807 | 1
PAK | TB | 40.21 | 0.51858 | 0.85822 | 1
PAK | TB | 40.26 | 0.51953 | 0.85881 | 1
PAK | TB | 40.28 | 0.52048 | 0.85884 | 1
PAK | TB | 40.3 | 0.52143 | 0.86089 | 1
PAK | TB | 40.31 | 0.52238 | 0.86109 | 1
PAK | TB | 40.35 | 0.52333 | 0.86124 | 1
PAK | TB | 40.52 | 0.52429 | 0.86313 | 1
PAK | TB | 40.54 | 0.52525 | 0.86364 | 1
PAK | TB | 40.6 | 0.52716 | 0.86469 | 2
PAK | TB | 40.68 | 0.52812 | 0.86515 | 1
PAK | TB | 40.74 | 0.52908 | 0.86554 | 1
PAK | TB | 40.8 | 0.53005 | 0.86621 | 1
PAK | TB | 41.18 | 0.53102 | 0.86812 | 1
PAK | TB | 41.37 | 0.532 | 0.86813 | 1
PAK | TB | 41.42 | 0.53297 | 0.86847 | 1
PAK | TB | 41.47 | 0.53395 | 0.86979 | 1
PAK | TB | 41.62 | 0.53592 | 0.87154 | 2
PAK | TB | 41.64 | 0.5369 | 0.87207 | 1
PAK | TB | 41.66 | 0.53788 | 0.87218 | 1
PAK | TB | 41.89 | 0.53887 | 0.87267 | 1
PAK | TB | 41.91 | 0.53986 | 0.87303 | 1
PAK | TB | 41.98 | 0.54085 | 0.87379 | 1
PAK | TB | 42.01 | 0.54184 | 0.87469 | 1
PAK | TB | 42.02 | 0.54283 | 0.87496 | 1
PAK | TB | 42.1 | 0.54383 | 0.87544 | 1
PAK | TB | 42.14 | 0.54482 | 0.87576 | 1
PAK | TB | 42.23 | 0.54582 | 0.8765 | 1
PAK | TB | 42.32 | 0.54781 | 0.87846 | 2
PAK | TB | 42.49 | 0.54882 | 0.87848 | 1
PAK | TB | 42.72 | 0.54983 | 0.87896 | 1
PAK | TB | 42.83 | 0.55084 | 0.87899 | 1
PAK | TB | 42.85 | 0.55185 | 0.87919 | 1
PAK | TB | 42.93 | 0.55286 | 0.87927 | 1
PAK | TB | 42.99 | 0.55387 | 0.87928 | 1
PAK | TB | 43.26 | 0.5549 | 0.8806 | 1
PAK | TB | 43.35 | 0.55592 | 0.88073 | 1
PAK | TB | 43.48 | 0.55694 | 0.8812 | 1
PAK | TB | 43.5 | 0.55797 | 0.8813 | 1
PAK | TB | 43.51 | 0.559 | 0.88148 | 1
PAK | TB | 43.59 | 0.56003 | 0.88196 | 1
PAK | TB | 43.62 | 0.56106 | 0.8825 | 1
PAK | TB | 43.64 | 0.56209 | 0.88355 | 1
PAK | TB | 43.86 | 0.56416 | 0.88405 | 2
PAK | TB | 44.09 | 0.5652 | 0.88425 | 1
PAK | TB | 44.3 | 0.56624 | 0.88437 | 1
PAK | TB | 44.48 | 0.56729 | 0.88448 | 1
PAK | TB | 44.53 | 0.56834 | 0.88508 | 1
PAK | TB | 44.6 | 0.56939 | 0.88513 | 1
PAK | TB | 44.7 | 0.57045 | 0.88526 | 1
PAK | TB | 44.89 | 0.57151 | 0.8897 | 1
PAK | TB | 44.91 | 0.57257 | 0.89147 | 1
PAK | TB | 44.92 | 0.57363 | 0.89254 | 1
PAK | TB | 45 | 0.57469 | 0.89255 | 1
PAK | TB | 45.04 | 0.57575 | 0.89255 | 1
PAK | TB | 45.49 | 0.57683 | 0.89257 | 1
PAK | TB | 45.52 | 0.5779 | 0.89313 | 1
PAK | TB | 45.53 | 0.57898 | 0.89315 | 1
PAK | TB | 45.55 | 0.58005 | 0.89541 | 1
PAK | TB | 45.66 | 0.58113 | 0.89572 | 1
PAK | TB | 45.72 | 0.58221 | 0.89584 | 1
PAK | TB | 45.82 | 0.58329 | 0.89675 | 1
PAK | TB | 46.08 | 0.58438 | 0.89714 | 1
PAK | TB | 46.19 | 0.58547 | 0.89717 | 1
PAK | TB | 46.31 | 0.58656 | 0.89721 | 1
PAK | TB | 46.35 | 0.58765 | 0.89736 | 1
PAK | TB | 46.46 | 0.58985 | 0.90039 | 2
PAK | TB | 46.48 | 0.59094 | 0.90119 | 1
PAK | TB | 46.54 | 0.59424 | 0.90191 | 3
PAK | TB | 46.55 | 0.59534 | 0.90324 | 1
PAK | TB | 46.64 | 0.59644 | 0.90343 | 1
PAK | TB | 46.83 | 0.59754 | 0.90455 | 1
PAK | TB | 46.87 | 0.59865 | 0.90469 | 1
PAK | TB | 46.99 | 0.59976 | 0.90493 | 1
PAK | TB | 47.02 | 0.60087 | 0.90549 | 1
PAK | TB | 47.32 | 0.60198 | 0.9066 | 1
PAK | TB | 47.39 | 0.6031 | 0.90693 | 1
PAK | TB | 47.46 | 0.60422 | 0.90719 | 1
PAK | TB | 47.54 | 0.60534 | 0.90723 | 1
PAK | TB | 47.65 | 0.60647 | 0.90735 | 1
PAK | TB | 48.03 | 0.6076 | 0.90866 | 1
PAK | TB | 48.04 | 0.60873 | 0.90977 | 1
PAK | TB | 48.12 | 0.60987 | 0.91092 | 1
PAK | TB | 48.24 | 0.61101 | 0.91176 | 1
PAK | TB | 48.26 | 0.61215 | 0.91187 | 1
PAK | TB | 48.3 | 0.61329 | 0.91242 | 1
PAK | TB | 48.49 | 0.61443 | 0.91266 | 1
PAK | TB | 48.68 | 0.61558 | 0.91268 | 1
PAK | TB | 48.7 | 0.61673 | 0.91352 | 1
PAK | TB | 48.74 | 0.61788 | 0.91375 | 1
PAK | TB | 48.81 | 0.61903 | 0.91412 | 1
PAK | TB | 49.22 | 0.62019 | 0.91508 | 1
PAK | TB | 49.3 | 0.62136 | 0.91533 | 1
PAK | TB | 49.51 | 0.62252 | 0.91569 | 1
PAK | TB | 49.58 | 0.62369 | 0.91572 | 1
PAK | TB | 49.63 | 0.62487 | 0.91573 | 1
PAK | TB | 49.73 | 0.62721 | 0.91632 | 2
PAK | TB | 49.81 | 0.62839 | 0.91659 | 1
PAK | TB | 49.85 | 0.62956 | 0.917 | 1
PAK | TB | 49.88 | 0.63074 | 0.91749 | 1
PAK | TB | 49.89 | 0.63192 | 0.91793 | 1
PAK | TB | 50.09 | 0.6331 | 0.9181 | 1
PAK | TB | 50.2 | 0.63429 | 0.91814 | 1
PAK | TB | 50.26 | 0.63547 | 0.91851 | 1
PAK | TB | 50.34 | 0.63666 | 0.91854 | 1
PAK | TB | 50.36 | 0.63785 | 0.91856 | 1
PAK | TB | 50.4 | 0.63904 | 0.91888 | 1
PAK | TB | 50.45 | 0.64023 | 0.91922 | 1
PAK | TB | 50.62 | 0.64142 | 0.91942 | 1
PAK | TB | 51.35 | 0.64263 | 0.91955 | 1
PAK | TB | 51.39 | 0.64385 | 0.92191 | 1
PAK | TB | 51.96 | 0.64507 | 0.92194 | 1
PAK | TB | 51.97 | 0.6463 | 0.92203 | 1
PAK | TB | 51.99 | 0.64753 | 0.92349 | 1
PAK | TB | 52.11 | 0.64876 | 0.92354 | 1
PAK | TB | 52.15 | 0.64999 | 0.92663 | 1
PAK | TB | 52.3 | 0.65122 | 0.92684 | 1
PAK | TB | 52.4 | 0.65246 | 0.92886 | 1
PAK | TB | 52.57 | 0.6537 | 0.92896 | 1
PAK | TB | 52.64 | 0.65494 | 0.92897 | 1
PAK | TB | 52.85 | 0.65619 | 0.92932 | 1
PAK | TB | 53.42 | 0.65745 | 0.92932 | 1
PAK | TB | 53.87 | 0.65872 | 0.92936 | 1
PAK | TB | 53.92 | 0.65999 | 0.92938 | 1
PAK | TB | 53.94 | 0.66126 | 0.92975 | 1
PAK | TB | 53.95 | 0.66254 | 0.93004 | 1
PAK | TB | 54.04 | 0.66509 | 0.93142 | 2
PAK | TB | 54.13 | 0.66637 | 0.93144 | 1
PAK | TB | 54.35 | 0.66765 | 0.93181 | 1
PAK | TB | 54.57 | 0.67022 | 0.93331 | 2
PAK | TB | 55.18 | 0.67153 | 0.9337 | 1
PAK | TB | 55.22 | 0.67413 | 0.93473 | 2
PAK | TB | 55.29 | 0.67544 | 0.93643 | 1
PAK | TB | 55.4 | 0.67674 | 0.93665 | 1
PAK | TB | 55.74 | 0.67806 | 0.93792 | 1
PAK | TB | 55.88 | 0.67938 | 0.93848 | 1
PAK | TB | 56.35 | 0.68071 | 0.93859 | 1
PAK | TB | 56.41 | 0.68204 | 0.93947 | 1
PAK | TB | 56.43 | 0.68337 | 0.93954 | 1
PAK | TB | 56.57 | 0.68471 | 0.93984 | 1
PAK | TB | 56.99 | 0.68605 | 0.93997 | 1
PAK | TB | 57.33 | 0.6874 | 0.94065 | 1
PAK | TB | 57.5 | 0.68876 | 0.94099 | 1
PAK | TB | 57.75 | 0.69012 | 0.94139 | 1
PAK | TB | 58.27 | 0.6915 | 0.94155 | 1
PAK | TB | 58.82 | 0.69289 | 0.94187 | 1
PAK | TB | 58.85 | 0.69427 | 0.94199 | 1
PAK | TB | 58.92 | 0.69567 | 0.94206 | 1
PAK | TB | 58.97 | 0.69706 | 0.94232 | 1
PAK | TB | 59.13 | 0.69845 | 0.94234 | 1
PAK | TB | 59.32 | 0.69985 | 0.94846 | 1
PAK | TB | 59.4 | 0.70125 | 0.94847 | 1
PAK | TB | 59.62 | 0.70266 | 0.94873 | 1
PAK | TB | 59.81 | 0.70407 | 0.94877 | 1
PAK | TB | 59.82 | 0.70548 | 0.94947 | 1
PAK | TB | 59.93 | 0.7069 | 0.95001 | 1
PAK | TB | 59.97 | 0.70831 | 0.95066 | 1
PAK | TB | 60.13 | 0.70973 | 0.95071 | 1
PAK | TB | 60.25 | 0.71115 | 0.95082 | 1
PAK | TB | 60.27 | 0.71258 | 0.95093 | 1
PAK | TB | 60.29 | 0.714 | 0.95097 | 1
PAK | TB | 60.56 | 0.71543 | 0.95185 | 1
PAK | TB | 60.81 | 0.71686 | 0.952 | 1
PAK | TB | 60.88 | 0.7183 | 0.95253 | 1
PAK | TB | 60.98 | 0.71974 | 0.95257 | 1
PAK | TB | 61.06 | 0.72118 | 0.95295 | 1
PAK | TB | 61.51 | 0.72263 | 0.95301 | 1
PAK | TB | 61.58 | 0.72408 | 0.95348 | 1
PAK | TB | 61.81 | 0.72554 | 0.9549 | 1
PAK | TB | 61.96 | 0.727 | 0.95493 | 1
PAK | TB | 62.22 | 0.72847 | 0.95504 | 1
PAK | TB | 62.74 | 0.72995 | 0.95538 | 1
PAK | TB | 62.77 | 0.73144 | 0.9556 | 1
PAK | TB | 63.05 | 0.73292 | 0.95585 | 1
PAK | TB | 63.09 | 0.73441 | 0.95591 | 1
PAK | TB | 63.13 | 0.7359 | 0.95668 | 1
PAK | TB | 63.37 | 0.7374 | 0.95734 | 1
PAK | TB | 64.33 | 0.73892 | 0.95771 | 1
PAK | TB | 64.69 | 0.74044 | 0.95785 | 1
PAK | TB | 64.82 | 0.74197 | 0.95803 | 1
PAK | TB | 65.11 | 0.74351 | 0.95811 | 1
PAK | TB | 65.34 | 0.74505 | 0.95815 | 1
PAK | TB | 65.37 | 0.74659 | 0.95831 | 1
PAK | TB | 65.49 | 0.74814 | 0.95863 | 1
PAK | TB | 65.79 | 0.74969 | 0.95909 | 1
PAK | TB | 66.23 | 0.75125 | 0.95954 | 1
PAK | TB | 66.54 | 0.75282 | 0.95996 | 1
PAK | TB | 66.61 | 0.7544 | 0.96029 | 1
PAK | TB | 66.83 | 0.75597 | 0.96046 | 1
PAK | TB | 67.63 | 0.75757 | 0.9608 | 1
PAK | TB | 68.46 | 0.75918 | 0.96127 | 1
PAK | TB | 68.85 | 0.76081 | 0.96168 | 1
PAK | TB | 69 | 0.76244 | 0.96249 | 1
PAK | TB | 69.12 | 0.76407 | 0.96265 | 1
PAK | TB | 69.63 | 0.76571 | 0.96446 | 1
PAK | TB | 70.25 | 0.76737 | 0.96694 | 1
PAK | TB | 71.05 | 0.76905 | 0.96802 | 1
PAK | TB | 71.29 | 0.77073 | 0.96918 | 1
PAK | TB | 71.49 | 0.77241 | 0.96938 | 1
PAK | TB | 71.52 | 0.7741 | 0.96966 | 1
PAK | TB | 71.59 | 0.77579 | 0.96967 | 1
PAK | TB | 71.64 | 0.77748 | 0.96978 | 1
PAK | TB | 72.05 | 0.77918 | 0.9699 | 1
PAK | TB | 72.11 | 0.78088 | 0.96992 | 1
PAK | TB | 72.24 | 0.78259 | 0.97037 | 1
PAK | TB | 72.81 | 0.78431 | 0.97169 | 1
PAK | TB | 72.91 | 0.78603 | 0.97179 | 1
PAK | TB | 73.27 | 0.78776 | 0.97271 | 1
PAK | TB | 74.09 | 0.78951 | 0.97347 | 1
PAK | TB | 74.7 | 0.79127 | 0.97356 | 1
PAK | TB | 74.75 | 0.79303 | 0.97557 | 1
PAK | TB | 75.1 | 0.7948 | 0.97716 | 1
PAK | TB | 75.86 | 0.79659 | 0.97734 | 1
PAK | TB | 76.33 | 0.7984 | 0.97799 | 1
PAK | TB | 77.03 | 0.80021 | 0.97801 | 1
PAK | TB | 77.71 | 0.80205 | 0.97819 | 1
PAK | TB | 78.47 | 0.8039 | 0.97823 | 1
PAK | TB | 79.44 | 0.80577 | 0.98076 | 1
PAK | TB | 79.59 | 0.80765 | 0.98153 | 1
PAK | TB | 79.74 | 0.80953 | 0.98166 | 1
PAK | TB | 80.3 | 0.81143 | 0.98167 | 1
PAK | TB | 80.84 | 0.81334 | 0.98175 | 1
PAK | TB | 81.61 | 0.81526 | 0.98242 | 1
PAK | TB | 81.92 | 0.8172 | 0.98244 | 1
PAK | TB | 82.65 | 0.81915 | 0.98245 | 1
PAK | TB | 82.66 | 0.8211 | 0.98261 | 1
PAK | TB | 83.2 | 0.82306 | 0.98266 | 1
PAK | TB | 84.46 | 0.82505 | 0.98292 | 1
PAK | TB | 84.56 | 0.82705 | 0.98297 | 1
PAK | TB | 84.69 | 0.82905 | 0.98303 | 1
PAK | TB | 84.78 | 0.83105 | 0.98306 | 1
PAK | TB | 84.91 | 0.83305 | 0.9832 | 1
PAK | TB | 86.3 | 0.83509 | 0.98352 | 1
PAK | TB | 86.47 | 0.83713 | 0.98383 | 1
PAK | TB | 87.91 | 0.8392 | 0.98398 | 1
PAK | TB | 87.96 | 0.84128 | 0.98414 | 1
PAK | TB | 88.66 | 0.84337 | 0.98415 | 1
PAK | TB | 88.99 | 0.84547 | 0.98584 | 1
PAK | TB | 89.16 | 0.84758 | 0.98603 | 1
PAK | TB | 90.04 | 0.8497 | 0.98617 | 1
PAK | TB | 90.41 | 0.85183 | 0.99036 | 1
PAK | TB | 90.74 | 0.85397 | 0.9915 | 1
PAK | TB | 92.61 | 0.85616 | 0.99158 | 1
PAK | TB | 92.85 | 0.85835 | 0.99165 | 1
PAK | TB | 94.33 | 0.86058 | 0.99186 | 1
PAK | TB | 94.92 | 0.86282 | 0.99201 | 1
PAK | TB | 95.61 | 0.86507 | 0.99222 | 1
PAK | TB | 98.75 | 0.8674 | 0.99224 | 1
PAK | TB | 99.55 | 0.86975 | 0.99228 | 1
PAK | TB | 100.33 | 0.87212 | 0.99233 | 1
PAK | TB | 101.32 | 0.87451 | 0.99235 | 1
PAK | TB | 104.2 | 0.87697 | 0.99312 | 1
PAK | TB | 108.49 | 0.87953 | 0.99324 | 1
PAK | TB | 112.31 | 0.88218 | 0.99344 | 1
PAK | TB | 112.57 | 0.88484 | 0.99347 | 1
PAK | TB | 115.05 | 0.88755 | 0.99451 | 1
PAK | TB | 118.84 | 0.89036 | 0.99489 | 1
PAK | TB | 121.51 | 0.89322 | 0.99494 | 1
PAK | TB | 125.84 | 0.89619 | 0.99495 | 1
PAK | TB | 127.6 | 0.89921 | 0.9953 | 1
PAK | TB | 134.69 | 0.90238 | 0.99711 | 1
PAK | TB | 138.64 | 0.90566 | 0.99754 | 1
PAK | TB | 143.65 | 0.90905 | 0.99763 | 1
PAK | TB | 144.09 | 0.91245 | 0.99768 | 1
PAK | TB | 149.98 | 0.91598 | 0.99805 | 1
PAK | TB | 163.52 | 0.91984 | 0.99809 | 1
PAK | TB | 163.67 | 0.92371 | 0.99888 | 1
PAK | TB | 164.35 | 0.92758 | 0.99891 | 1
PAK | TB | 203.73 | 0.93239 | 0.99906 | 1
PAK | TB | 212.06 | 0.9374 | 0.99912 | 1
PAK | TB | 221.22 | 0.94262 | 0.99918 | 1
PAK | TB | 236.96 | 0.94821 | 0.9993 | 1
PAK | TB | 239.97 | 0.95387 | 0.99943 | 1
PAK | TB | 246.9 | 0.9597 | 0.99948 | 1
PAK | TB | 319.49 | 0.96724 | 0.99956 | 1
PAK | TB | 326.21 | 0.97494 | 0.99959 | 1
PAK | TB | 353.99 | 0.98329 | 0.9998 | 1
PAK | TB | 354.02 | 0.99164 | 0.99996 | 1
PAK | TB | 354.14 | 1 | 1 | 1
PAK | HIV | 0.01 | 0.0002666 | 0.47046 | 6
PAK | HIV | 0.02 | 0.00088865 | 0.85754 | 7
PAK | HIV | 20.45 | 0.091753 | 0.87582 | 1
PAK | HIV | 40.74 | 0.27277 | 0.98283 | 1
PAK | HIV | 163.67 | 1 | 1 | 1
IND_Karnataka | TB | 0.01 | 2.4329e-06 | 0.0020607 | 6
IND_Karnataka | TB | 0.02 | 5.6768e-06 | 0.020921 | 4
IND_Karnataka | TB | 0.03 | 1.0543e-05 | 0.022541 | 4
IND_Karnataka | TB | 0.04 | 2.0274e-05 | 0.026663 | 6
IND_Karnataka | TB | 0.05 | 2.4329e-05 | 0.027842 | 2
IND_Karnataka | TB | 0.06 | 2.6762e-05 | 0.028157 | 1
IND_Karnataka | TB | 0.07 | 2.9601e-05 | 0.028849 | 1
IND_Karnataka | TB | 0.08 | 3.9332e-05 | 0.02962 | 3
IND_Karnataka | TB | 0.09 | 4.6631e-05 | 0.030784 | 2
IND_Karnataka | TB | 0.1 | 5.8796e-05 | 0.031508 | 3
IND_Karnataka | TB | 0.11 | 7.2177e-05 | 0.032499 | 3
IND_Karnataka | TB | 0.12 | 9.6506e-05 | 0.033269 | 5
IND_Karnataka | TB | 0.13 | 0.00011232 | 0.033899 | 3
IND_Karnataka | TB | 0.14 | 0.00012367 | 0.034811 | 2
IND_Karnataka | TB | 0.15 | 0.000148 | 0.035424 | 4
IND_Karnataka | TB | 0.16 | 0.00016098 | 0.035692 | 2
IND_Karnataka | TB | 0.17 | 0.00018166 | 0.03629 | 3
IND_Karnataka | TB | 0.18 | 0.00021085 | 0.036667 | 4
IND_Karnataka | TB | 0.19 | 0.00024938 | 0.037878 | 5
IND_Karnataka | TB | 0.2 | 0.00026559 | 0.038287 | 2
IND_Karnataka | TB | 0.21 | 0.00029966 | 0.040143 | 4
IND_Karnataka | TB | 0.22 | 0.0003175 | 0.040867 | 2
IND_Karnataka | TB | 0.23 | 0.00036413 | 0.043698 | 5
IND_Karnataka | TB | 0.24 | 0.00044198 | 0.046388 | 8
IND_Karnataka | TB | 0.25 | 0.00049267 | 0.048512 | 5
IND_Karnataka | TB | 0.26 | 0.00053484 | 0.058815 | 4
IND_Karnataka | TB | 0.27 | 0.00060053 | 0.060435 | 6
IND_Karnataka | TB | 0.28 | 0.00064594 | 0.061128 | 4
IND_Karnataka | TB | 0.29 | 0.0006577 | 0.062024 | 1
IND_Karnataka | TB | 0.3 | 0.0006942 | 0.06322 | 3
IND_Karnataka | TB | 0.31 | 0.00080733 | 0.066334 | 9
IND_Karnataka | TB | 0.32 | 0.00087221 | 0.068222 | 5
IND_Karnataka | TB | 0.33 | 0.0010328 | 0.072972 | 12
IND_Karnataka | TB | 0.34 | 0.0011017 | 0.075379 | 5
IND_Karnataka | TB | 0.35 | 0.0012436 | 0.080035 | 10
IND_Karnataka | TB | 0.36 | 0.0013458 | 0.083071 | 7
IND_Karnataka | TB | 0.37 | 0.0013908 | 0.083449 | 3
IND_Karnataka | TB | 0.38 | 0.0014833 | 0.093028 | 6
IND_Karnataka | TB | 0.39 | 0.001594 | 0.095781 | 7
IND_Karnataka | TB | 0.4 | 0.0017562 | 0.099242 | 10
IND_Karnataka | TB | 0.41 | 0.0018393 | 0.10148 | 5
IND_Karnataka | TB | 0.42 | 0.0019415 | 0.10196 | 6
IND_Karnataka | TB | 0.43 | 0.002081 | 0.10676 | 8
IND_Karnataka | TB | 0.44 | 0.0022594 | 0.10895 | 10
IND_Karnataka | TB | 0.45 | 0.0024054 | 0.11159 | 8
IND_Karnataka | TB | 0.46 | 0.0025173 | 0.11271 | 6
IND_Karnataka | TB | 0.47 | 0.0026888 | 0.11612 | 9
IND_Karnataka | TB | 0.48 | 0.0027472 | 0.11783 | 3
IND_Karnataka | TB | 0.49 | 0.0029459 | 0.12125 | 10
IND_Karnataka | TB | 0.5 | 0.0030067 | 0.12271 | 3
IND_Karnataka | TB | 0.51 | 0.0030894 | 0.12326 | 4
IND_Karnataka | TB | 0.52 | 0.0032581 | 0.12485 | 8
IND_Karnataka | TB | 0.53 | 0.0033656 | 0.12542 | 5
IND_Karnataka | TB | 0.54 | 0.0035845 | 0.12715 | 10
IND_Karnataka | TB | 0.55 | 0.0038744 | 0.13508 | 13
IND_Karnataka | TB | 0.56 | 0.0040788 | 0.13857 | 9
IND_Karnataka | TB | 0.57 | 0.0043562 | 0.14255 | 12
IND_Karnataka | TB | 0.58 | 0.0045208 | 0.14547 | 7
IND_Karnataka | TB | 0.59 | 0.0046883 | 0.14892 | 7
IND_Karnataka | TB | 0.6 | 0.0047856 | 0.14939 | 4
IND_Karnataka | TB | 0.61 | 0.0049092 | 0.15003 | 5
IND_Karnataka | TB | 0.62 | 0.0051607 | 0.15523 | 10
IND_Karnataka | TB | 0.63 | 0.0053395 | 0.16039 | 7
IND_Karnataka | TB | 0.64 | 0.0054173 | 0.16079 | 3
IND_Karnataka | TB | 0.65 | 0.005839 | 0.16798 | 16
IND_Karnataka | TB | 0.66 | 0.0060531 | 0.16904 | 8
IND_Karnataka | TB | 0.67 | 0.0062976 | 0.17174 | 9
IND_Karnataka | TB | 0.68 | 0.0063528 | 0.1721 | 2
IND_Karnataka | TB | 0.69 | 0.0066326 | 0.17484 | 10
IND_Karnataka | TB | 0.7 | 0.0068313 | 0.17717 | 7
IND_Karnataka | TB | 0.71 | 0.0070904 | 0.18099 | 9
IND_Karnataka | TB | 0.72 | 0.0073531 | 0.1839 | 9
IND_Karnataka | TB | 0.73 | 0.0075307 | 0.18577 | 6
IND_Karnataka | TB | 0.74 | 0.0077408 | 0.19052 | 7
IND_Karnataka | TB | 0.75 | 0.0080449 | 0.19252 | 10
IND_Karnataka | TB | 0.76 | 0.0081682 | 0.19287 | 4
IND_Karnataka | TB | 0.77 | 0.0082931 | 0.19378 | 4
IND_Karnataka | TB | 0.78 | 0.0084828 | 0.19581 | 6
IND_Karnataka | TB | 0.79 | 0.008675 | 0.19916 | 6
IND_Karnataka | TB | 0.8 | 0.008967 | 0.20171 | 9
IND_Karnataka | TB | 0.81 | 0.0092626 | 0.20701 | 9
IND_Karnataka | TB | 0.82 | 0.0094288 | 0.20773 | 5
IND_Karnataka | TB | 0.83 | 0.0097654 | 0.20994 | 10
IND_Karnataka | TB | 0.84 | 0.0099697 | 0.21111 | 6
IND_Karnataka | TB | 0.85 | 0.010211 | 0.21373 | 7
IND_Karnataka | TB | 0.86 | 0.01049 | 0.21516 | 8
IND_Karnataka | TB | 0.87 | 0.010807 | 0.21782 | 9
IND_Karnataka | TB | 0.88 | 0.011022 | 0.22035 | 6
IND_Karnataka | TB | 0.89 | 0.011202 | 0.22195 | 5
IND_Karnataka | TB | 0.9 | 0.01164 | 0.2274 | 12
IND_Karnataka | TB | 0.91 | 0.011898 | 0.22825 | 7
IND_Karnataka | TB | 0.92 | 0.012346 | 0.23385 | 12
IND_Karnataka | TB | 0.93 | 0.012761 | 0.23613 | 11
IND_Karnataka | TB | 0.94 | 0.013332 | 0.2385 | 15
IND_Karnataka | TB | 0.95 | 0.013718 | 0.24026 | 10
IND_Karnataka | TB | 0.96 | 0.014029 | 0.24331 | 8
IND_Karnataka | TB | 0.97 | 0.014265 | 0.24435 | 6
IND_Karnataka | TB | 0.98 | 0.014543 | 0.24545 | 7
IND_Karnataka | TB | 0.99 | 0.014985 | 0.24956 | 11
IND_Karnataka | TB | 1 | 0.01535 | 0.25195 | 9
IND_Karnataka | TB | 1.01 | 0.015718 | 0.25461 | 9
IND_Karnataka | TB | 1.02 | 0.016091 | 0.25746 | 9
IND_Karnataka | TB | 1.03 | 0.016508 | 0.26085 | 10
IND_Karnataka | TB | 1.04 | 0.016888 | 0.26337 | 9
IND_Karnataka | TB | 1.05 | 0.017143 | 0.26512 | 6
IND_Karnataka | TB | 1.06 | 0.017487 | 0.26655 | 8
IND_Karnataka | TB | 1.07 | 0.017964 | 0.26929 | 11
IND_Karnataka | TB | 1.08 | 0.018534 | 0.27293 | 13
IND_Karnataka | TB | 1.09 | 0.01902 | 0.27652 | 11
IND_Karnataka | TB | 1.1 | 0.019555 | 0.27957 | 12
IND_Karnataka | TB | 1.11 | 0.020005 | 0.28236 | 10
IND_Karnataka | TB | 1.12 | 0.020323 | 0.28358 | 7
IND_Karnataka | TB | 1.13 | 0.020965 | 0.28868 | 14
IND_Karnataka | TB | 1.14 | 0.021427 | 0.29085 | 10
IND_Karnataka | TB | 1.15 | 0.021986 | 0.29477 | 12
IND_Karnataka | TB | 1.16 | 0.022692 | 0.30084 | 15
IND_Karnataka | TB | 1.17 | 0.022977 | 0.30237 | 6
IND_Karnataka | TB | 1.18 | 0.023216 | 0.30301 | 5
IND_Karnataka | TB | 1.19 | 0.02365 | 0.30427 | 9
IND_Karnataka | TB | 1.2 | 0.024039 | 0.30578 | 8
IND_Karnataka | TB | 1.21 | 0.02453 | 0.30896 | 10
IND_Karnataka | TB | 1.22 | 0.024827 | 0.31051 | 6
IND_Karnataka | TB | 1.23 | 0.025575 | 0.31979 | 15
IND_Karnataka | TB | 1.24 | 0.025977 | 0.32203 | 8
IND_Karnataka | TB | 1.25 | 0.026585 | 0.32527 | 12
IND_Karnataka | TB | 1.26 | 0.026994 | 0.32672 | 8
IND_Karnataka | TB | 1.27 | 0.027355 | 0.33241 | 7
IND_Karnataka | TB | 1.28 | 0.027562 | 0.33326 | 4
IND_Karnataka | TB | 1.29 | 0.027981 | 0.33482 | 8
IND_Karnataka | TB | 1.3 | 0.028508 | 0.33738 | 10
IND_Karnataka | TB | 1.31 | 0.02888 | 0.33781 | 7
IND_Karnataka | TB | 1.32 | 0.029415 | 0.33976 | 10
IND_Karnataka | TB | 1.33 | 0.030008 | 0.34356 | 11
IND_Karnataka | TB | 1.34 | 0.030443 | 0.34562 | 8
IND_Karnataka | TB | 1.35 | 0.030771 | 0.34698 | 6
IND_Karnataka | TB | 1.36 | 0.031157 | 0.34839 | 7
IND_Karnataka | TB | 1.37 | 0.031602 | 0.35132 | 8
IND_Karnataka | TB | 1.38 | 0.032105 | 0.35372 | 9
IND_Karnataka | TB | 1.39 | 0.032613 | 0.35461 | 9
IND_Karnataka | TB | 1.4 | 0.032953 | 0.35854 | 6
IND_Karnataka | TB | 1.41 | 0.033468 | 0.3597 | 9
IND_Karnataka | TB | 1.42 | 0.033986 | 0.36216 | 9
IND_Karnataka | TB | 1.43 | 0.034624 | 0.36552 | 11
IND_Karnataka | TB | 1.44 | 0.034916 | 0.36628 | 5
IND_Karnataka | TB | 1.45 | 0.03521 | 0.36708 | 5
IND_Karnataka | TB | 1.46 | 0.035743 | 0.3687 | 9
IND_Karnataka | TB | 1.47 | 0.036339 | 0.37174 | 10
IND_Karnataka | TB | 1.48 | 0.036579 | 0.37235 | 4
IND_Karnataka | TB | 1.49 | 0.037485 | 0.37826 | 15
IND_Karnataka | TB | 1.5 | 0.038093 | 0.38028 | 10
IND_Karnataka | TB | 1.51 | 0.039318 | 0.38426 | 20
IND_Karnataka | TB | 1.52 | 0.039996 | 0.38589 | 11
IND_Karnataka | TB | 1.53 | 0.040244 | 0.38714 | 4
IND_Karnataka | TB | 1.54 | 0.040556 | 0.38861 | 5
IND_Karnataka | TB | 1.55 | 0.041059 | 0.38942 | 8
IND_Karnataka | TB | 1.56 | 0.041375 | 0.39034 | 5
IND_Karnataka | TB | 1.57 | 0.04163 | 0.39053 | 4
IND_Karnataka | TB | 1.58 | 0.04195 | 0.39421 | 5
IND_Karnataka | TB | 1.59 | 0.042466 | 0.3964 | 8
IND_Karnataka | TB | 1.6 | 0.042855 | 0.39837 | 6
IND_Karnataka | TB | 1.61 | 0.043312 | 0.40139 | 7
IND_Karnataka | TB | 1.62 | 0.043706 | 0.40252 | 6
IND_Karnataka | TB | 1.63 | 0.044632 | 0.4051 | 14
IND_Karnataka | TB | 1.64 | 0.04523 | 0.40787 | 9
IND_Karnataka | TB | 1.65 | 0.045632 | 0.40971 | 6
IND_Karnataka | TB | 1.66 | 0.045834 | 0.41026 | 3
IND_Karnataka | TB | 1.67 | 0.046443 | 0.41241 | 9
IND_Karnataka | TB | 1.68 | 0.047192 | 0.41512 | 11
IND_Karnataka | TB | 1.69 | 0.047535 | 0.41619 | 5
IND_Karnataka | TB | 1.7 | 0.048362 | 0.4189 | 12
IND_Karnataka | TB | 1.71 | 0.048848 | 0.41985 | 7
IND_Karnataka | TB | 1.72 | 0.049894 | 0.42451 | 15
IND_Karnataka | TB | 1.73 | 0.050315 | 0.42522 | 6
IND_Karnataka | TB | 1.74 | 0.051091 | 0.42634 | 11
IND_Karnataka | TB | 1.75 | 0.051942 | 0.43247 | 12
IND_Karnataka | TB | 1.76 | 0.052442 | 0.43445 | 7
IND_Karnataka | TB | 1.77 | 0.053088 | 0.43625 | 9
IND_Karnataka | TB | 1.78 | 0.053449 | 0.43676 | 5
IND_Karnataka | TB | 1.79 | 0.053884 | 0.43842 | 6
IND_Karnataka | TB | 1.8 | 0.054614 | 0.43997 | 10
IND_Karnataka | TB | 1.81 | 0.055275 | 0.44365 | 9
IND_Karnataka | TB | 1.82 | 0.055644 | 0.44474 | 5
IND_Karnataka | TB | 1.83 | 0.056682 | 0.45026 | 14
IND_Karnataka | TB | 1.84 | 0.057354 | 0.45509 | 9
IND_Karnataka | TB | 1.85 | 0.057654 | 0.45563 | 4
IND_Karnataka | TB | 1.86 | 0.058484 | 0.45698 | 11
IND_Karnataka | TB | 1.87 | 0.059242 | 0.45835 | 10
IND_Karnataka | TB | 1.88 | 0.060157 | 0.4628 | 12
IND_Karnataka | TB | 1.89 | 0.061306 | 0.47043 | 15
IND_Karnataka | TB | 1.9 | 0.062 | 0.4717 | 9
IND_Karnataka | TB | 1.91 | 0.062697 | 0.47379 | 9
IND_Karnataka | TB | 1.92 | 0.063086 | 0.47494 | 5
IND_Karnataka | TB | 1.93 | 0.063712 | 0.47617 | 8
IND_Karnataka | TB | 1.94 | 0.064184 | 0.47661 | 6
IND_Karnataka | TB | 1.95 | 0.0645 | 0.47787 | 4
IND_Karnataka | TB | 1.96 | 0.065136 | 0.47911 | 8
IND_Karnataka | TB | 1.97 | 0.066015 | 0.48153 | 11
IND_Karnataka | TB | 1.98 | 0.066737 | 0.48383 | 9
IND_Karnataka | TB | 1.99 | 0.066979 | 0.48405 | 3
IND_Karnataka | TB | 2 | 0.067953 | 0.48825 | 12
IND_Karnataka | TB | 2.01 | 0.06836 | 0.48967 | 5
IND_Karnataka | TB | 2.02 | 0.069015 | 0.49212 | 8
IND_Karnataka | TB | 2.03 | 0.069756 | 0.49503 | 9
IND_Karnataka | TB | 2.04 | 0.070418 | 0.49597 | 8
IND_Karnataka | TB | 2.05 | 0.070667 | 0.4969 | 3
IND_Karnataka | TB | 2.06 | 0.070918 | 0.49733 | 3
IND_Karnataka | TB | 2.07 | 0.071505 | 0.4986 | 7
IND_Karnataka | TB | 2.08 | 0.072433 | 0.50195 | 11
IND_Karnataka | TB | 2.09 | 0.072857 | 0.50272 | 5
IND_Karnataka | TB | 2.1 | 0.073964 | 0.50645 | 13
IND_Karnataka | TB | 2.11 | 0.074392 | 0.50687 | 5
IND_Karnataka | TB | 2.12 | 0.075079 | 0.5089 | 8
IND_Karnataka | TB | 2.13 | 0.075684 | 0.50966 | 7
IND_Karnataka | TB | 2.14 | 0.076291 | 0.511 | 7
IND_Karnataka | TB | 2.15 | 0.077686 | 0.51391 | 16
IND_Karnataka | TB | 2.16 | 0.078387 | 0.5152 | 8
IND_Karnataka | TB | 2.17 | 0.078827 | 0.51642 | 5
IND_Karnataka | TB | 2.18 | 0.079181 | 0.51718 | 4
IND_Karnataka | TB | 2.19 | 0.080513 | 0.52078 | 15
IND_Karnataka | TB | 2.2 | 0.081137 | 0.52279 | 7
IND_Karnataka | TB | 2.21 | 0.081406 | 0.52301 | 3
IND_Karnataka | TB | 2.22 | 0.082486 | 0.52682 | 12
IND_Karnataka | TB | 2.23 | 0.083119 | 0.52753 | 7
IND_Karnataka | TB | 2.24 | 0.083573 | 0.52872 | 5
IND_Karnataka | TB | 2.25 | 0.083847 | 0.52893 | 3
IND_Karnataka | TB | 2.26 | 0.084397 | 0.52962 | 6
IND_Karnataka | TB | 2.27 | 0.085041 | 0.53026 | 7
IND_Karnataka | TB | 2.28 | 0.085411 | 0.53155 | 4
IND_Karnataka | TB | 2.29 | 0.086247 | 0.5334 | 9
IND_Karnataka | TB | 2.3 | 0.086993 | 0.53434 | 8
IND_Karnataka | TB | 2.31 | 0.08718 | 0.53457 | 2
IND_Karnataka | TB | 2.32 | 0.08765 | 0.53544 | 5
IND_Karnataka | TB | 2.33 | 0.088028 | 0.53631 | 4
IND_Karnataka | TB | 2.34 | 0.088882 | 0.53879 | 9
IND_Karnataka | TB | 2.35 | 0.089168 | 0.53909 | 3
IND_Karnataka | TB | 2.36 | 0.089551 | 0.54027 | 4
IND_Karnataka | TB | 2.37 | 0.090224 | 0.54222 | 7
IND_Karnataka | TB | 2.38 | 0.091092 | 0.54375 | 9
IND_Karnataka | TB | 2.39 | 0.09148 | 0.54423 | 4
IND_Karnataka | TB | 2.4 | 0.092161 | 0.54518 | 7
IND_Karnataka | TB | 2.41 | 0.093138 | 0.54639 | 10
IND_Karnataka | TB | 2.42 | 0.093923 | 0.54738 | 8
IND_Karnataka | TB | 2.43 | 0.094416 | 0.54839 | 5
IND_Karnataka | TB | 2.44 | 0.095306 | 0.55031 | 9
IND_Karnataka | TB | 2.45 | 0.096002 | 0.55188 | 7
IND_Karnataka | TB | 2.46 | 0.096301 | 0.55249 | 3
IND_Karnataka | TB | 2.47 | 0.097102 | 0.55592 | 8
IND_Karnataka | TB | 2.48 | 0.097605 | 0.55691 | 5
IND_Karnataka | TB | 2.49 | 0.098514 | 0.55809 | 9
IND_Karnataka | TB | 2.5 | 0.098818 | 0.55815 | 3
IND_Karnataka | TB | 2.51 | 0.09953 | 0.55886 | 7
IND_Karnataka | TB | 2.52 | 0.10025 | 0.56056 | 7
IND_Karnataka | TB | 2.53 | 0.10066 | 0.56111 | 4
IND_Karnataka | TB | 2.54 | 0.10117 | 0.56407 | 5
IND_Karnataka | TB | 2.55 | 0.1021 | 0.5655 | 9
IND_Karnataka | TB | 2.56 | 0.10252 | 0.56604 | 4
IND_Karnataka | TB | 2.57 | 0.10304 | 0.56703 | 5
IND_Karnataka | TB | 2.58 | 0.10367 | 0.56739 | 6
IND_Karnataka | TB | 2.59 | 0.10472 | 0.57044 | 10
IND_Karnataka | TB | 2.6 | 0.10535 | 0.57127 | 6
IND_Karnataka | TB | 2.61 | 0.10609 | 0.57404 | 7
IND_Karnataka | TB | 2.62 | 0.10683 | 0.57538 | 7
IND_Karnataka | TB | 2.63 | 0.10758 | 0.57827 | 7
IND_Karnataka | TB | 2.64 | 0.10801 | 0.57884 | 4
IND_Karnataka | TB | 2.65 | 0.10908 | 0.58279 | 10
IND_Karnataka | TB | 2.66 | 0.10984 | 0.58535 | 7
IND_Karnataka | TB | 2.67 | 0.11059 | 0.58603 | 7
IND_Karnataka | TB | 2.68 | 0.11114 | 0.58697 | 5
IND_Karnataka | TB | 2.69 | 0.11256 | 0.58856 | 13
IND_Karnataka | TB | 2.7 | 0.11376 | 0.59419 | 11
IND_Karnataka | TB | 2.71 | 0.11431 | 0.59504 | 5
IND_Karnataka | TB | 2.72 | 0.11508 | 0.59671 | 7
IND_Karnataka | TB | 2.73 | 0.11541 | 0.59724 | 3
IND_Karnataka | TB | 2.74 | 0.11619 | 0.59844 | 7
IND_Karnataka | TB | 2.75 | 0.11697 | 0.59993 | 7
IND_Karnataka | TB | 2.76 | 0.11798 | 0.60682 | 9
IND_Karnataka | TB | 2.77 | 0.11854 | 0.60737 | 5
IND_Karnataka | TB | 2.78 | 0.11944 | 0.6083 | 8
IND_Karnataka | TB | 2.79 | 0.12024 | 0.60948 | 7
IND_Karnataka | TB | 2.8 | 0.12069 | 0.61002 | 4
IND_Karnataka | TB | 2.81 | 0.12137 | 0.61098 | 6
IND_Karnataka | TB | 2.82 | 0.12229 | 0.61261 | 8
IND_Karnataka | TB | 2.83 | 0.12286 | 0.61398 | 5
IND_Karnataka | TB | 2.84 | 0.12355 | 0.61497 | 6
IND_Karnataka | TB | 2.85 | 0.12425 | 0.61736 | 6
IND_Karnataka | TB | 2.86 | 0.12506 | 0.61845 | 7
IND_Karnataka | TB | 2.87 | 0.12552 | 0.61879 | 4
IND_Karnataka | TB | 2.88 | 0.12646 | 0.62018 | 8
IND_Karnataka | TB | 2.89 | 0.12763 | 0.62205 | 10
IND_Karnataka | TB | 2.9 | 0.12833 | 0.62367 | 6
IND_Karnataka | TB | 2.91 | 0.12881 | 0.62545 | 4
IND_Karnataka | TB | 2.92 | 0.12928 | 0.62708 | 4
IND_Karnataka | TB | 2.93 | 0.12987 | 0.62825 | 5
IND_Karnataka | TB | 2.94 | 0.13047 | 0.62899 | 5
IND_Karnataka | TB | 2.95 | 0.13083 | 0.62979 | 3
IND_Karnataka | TB | 2.96 | 0.13167 | 0.63108 | 7
IND_Karnataka | TB | 2.97 | 0.13215 | 0.63207 | 4
IND_Karnataka | TB | 2.98 | 0.133 | 0.63377 | 7
IND_Karnataka | TB | 2.99 | 0.13421 | 0.63602 | 10
IND_Karnataka | TB | 3 | 0.13543 | 0.63759 | 10
IND_Karnataka | TB | 3.01 | 0.13567 | 0.63777 | 2
IND_Karnataka | TB | 3.02 | 0.1364 | 0.63913 | 6
IND_Karnataka | TB | 3.03 | 0.13702 | 0.64083 | 5
IND_Karnataka | TB | 3.04 | 0.13764 | 0.64192 | 5
IND_Karnataka | TB | 3.05 | 0.1385 | 0.6434 | 7
IND_Karnataka | TB | 3.06 | 0.13937 | 0.64561 | 7
IND_Karnataka | TB | 3.07 | 0.13987 | 0.6458 | 4
IND_Karnataka | TB | 3.08 | 0.14049 | 0.64679 | 5
IND_Karnataka | TB | 3.09 | 0.14137 | 0.64783 | 7
IND_Karnataka | TB | 3.1 | 0.142 | 0.6481 | 5
IND_Karnataka | TB | 3.11 | 0.14263 | 0.6489 | 5
IND_Karnataka | TB | 3.12 | 0.14288 | 0.64915 | 2
IND_Karnataka | TB | 3.13 | 0.14301 | 0.64917 | 1
IND_Karnataka | TB | 3.14 | 0.1439 | 0.65101 | 7
IND_Karnataka | TB | 3.15 | 0.14479 | 0.65224 | 7
IND_Karnataka | TB | 3.16 | 0.14543 | 0.65307 | 5
IND_Karnataka | TB | 3.17 | 0.14685 | 0.6548 | 11
IND_Karnataka | TB | 3.18 | 0.14736 | 0.65505 | 4
IND_Karnataka | TB | 3.19 | 0.14814 | 0.6562 | 6
IND_Karnataka | TB | 3.2 | 0.14918 | 0.65732 | 8
IND_Karnataka | TB | 3.21 | 0.14944 | 0.65759 | 2
IND_Karnataka | TB | 3.22 | 0.15022 | 0.65859 | 6
IND_Karnataka | TB | 3.23 | 0.15075 | 0.6595 | 4
IND_Karnataka | TB | 3.24 | 0.1514 | 0.65983 | 5
IND_Karnataka | TB | 3.25 | 0.15206 | 0.66062 | 5
IND_Karnataka | TB | 3.26 | 0.15299 | 0.66139 | 7
IND_Karnataka | TB | 3.27 | 0.15338 | 0.66317 | 3
IND_Karnataka | TB | 3.28 | 0.15392 | 0.66372 | 4
IND_Karnataka | TB | 3.29 | 0.15458 | 0.66424 | 5
IND_Karnataka | TB | 3.3 | 0.15539 | 0.66595 | 6
IND_Karnataka | TB | 3.31 | 0.15673 | 0.66789 | 10
IND_Karnataka | TB | 3.32 | 0.15781 | 0.67154 | 8
IND_Karnataka | TB | 3.33 | 0.15794 | 0.67173 | 1
IND_Karnataka | TB | 3.34 | 0.15902 | 0.67311 | 8
IND_Karnataka | TB | 3.35 | 0.1597 | 0.67368 | 5
IND_Karnataka | TB | 3.36 | 0.16011 | 0.67427 | 3
IND_Karnataka | TB | 3.38 | 0.16176 | 0.67657 | 12
IND_Karnataka | TB | 3.39 | 0.16272 | 0.67745 | 7
IND_Karnataka | TB | 3.4 | 0.16355 | 0.67865 | 6
IND_Karnataka | TB | 3.41 | 0.16424 | 0.67947 | 5
IND_Karnataka | TB | 3.42 | 0.16479 | 0.67998 | 4
IND_Karnataka | TB | 3.43 | 0.1659 | 0.68233 | 8
IND_Karnataka | TB | 3.44 | 0.16688 | 0.68387 | 7
IND_Karnataka | TB | 3.45 | 0.1673 | 0.68433 | 3
IND_Karnataka | TB | 3.46 | 0.16772 | 0.68488 | 3
IND_Karnataka | TB | 3.47 | 0.16913 | 0.68653 | 10
IND_Karnataka | TB | 3.48 | 0.17012 | 0.68824 | 7
IND_Karnataka | TB | 3.49 | 0.1704 | 0.68829 | 2
IND_Karnataka | TB | 3.5 | 0.17097 | 0.68989 | 4
IND_Karnataka | TB | 3.51 | 0.17139 | 0.69037 | 3
IND_Karnataka | TB | 3.52 | 0.17225 | 0.69092 | 6
IND_Karnataka | TB | 3.53 | 0.17254 | 0.69106 | 2
IND_Karnataka | TB | 3.54 | 0.17268 | 0.69123 | 1
IND_Karnataka | TB | 3.55 | 0.17297 | 0.69265 | 2
IND_Karnataka | TB | 3.56 | 0.17383 | 0.69343 | 6
IND_Karnataka | TB | 3.57 | 0.1747 | 0.69375 | 6
IND_Karnataka | TB | 3.58 | 0.17557 | 0.69476 | 6
IND_Karnataka | TB | 3.59 | 0.17645 | 0.69524 | 6
IND_Karnataka | TB | 3.6 | 0.17718 | 0.69562 | 5
IND_Karnataka | TB | 3.61 | 0.17791 | 0.69583 | 5
IND_Karnataka | TB | 3.62 | 0.17894 | 0.69642 | 7
IND_Karnataka | TB | 3.63 | 0.17938 | 0.69699 | 3
IND_Karnataka | TB | 3.65 | 0.17982 | 0.69756 | 3
IND_Karnataka | TB | 3.66 | 0.18086 | 0.69881 | 7
IND_Karnataka | TB | 3.67 | 0.18131 | 0.69913 | 3
IND_Karnataka | TB | 3.68 | 0.1822 | 0.69968 | 6
IND_Karnataka | TB | 3.69 | 0.1828 | 0.70007 | 4
IND_Karnataka | TB | 3.7 | 0.1837 | 0.70117 | 6
IND_Karnataka | TB | 3.71 | 0.1843 | 0.70227 | 4
IND_Karnataka | TB | 3.72 | 0.18476 | 0.70267 | 3
IND_Karnataka | TB | 3.73 | 0.18612 | 0.70438 | 9
IND_Karnataka | TB | 3.74 | 0.18703 | 0.7061 | 6
IND_Karnataka | TB | 3.75 | 0.18794 | 0.70743 | 6
IND_Karnataka | TB | 3.76 | 0.18885 | 0.708 | 6
IND_Karnataka | TB | 3.77 | 0.18947 | 0.7086 | 4
IND_Karnataka | TB | 3.78 | 0.19008 | 0.70937 | 4
IND_Karnataka | TB | 3.79 | 0.19069 | 0.70981 | 4
IND_Karnataka | TB | 3.8 | 0.19146 | 0.71061 | 5
IND_Karnataka | TB | 3.81 | 0.19208 | 0.71129 | 4
IND_Karnataka | TB | 3.82 | 0.19286 | 0.71209 | 5
IND_Karnataka | TB | 3.83 | 0.19348 | 0.71251 | 4
IND_Karnataka | TB | 3.84 | 0.19426 | 0.71325 | 5
IND_Karnataka | TB | 3.85 | 0.19441 | 0.71377 | 1
IND_Karnataka | TB | 3.86 | 0.19551 | 0.71453 | 7
IND_Karnataka | TB | 3.87 | 0.19582 | 0.71513 | 2
IND_Karnataka | TB | 3.88 | 0.19708 | 0.71716 | 8
IND_Karnataka | TB | 3.89 | 0.19771 | 0.71786 | 4
IND_Karnataka | TB | 3.9 | 0.19819 | 0.71823 | 3
IND_Karnataka | TB | 3.91 | 0.1985 | 0.71862 | 2
IND_Karnataka | TB | 3.92 | 0.20025 | 0.72068 | 11
IND_Karnataka | TB | 3.93 | 0.20105 | 0.72139 | 5
IND_Karnataka | TB | 3.94 | 0.20249 | 0.72304 | 9
IND_Karnataka | TB | 3.95 | 0.20361 | 0.72382 | 7
IND_Karnataka | TB | 3.96 | 0.20425 | 0.72436 | 4
IND_Karnataka | TB | 3.97 | 0.20522 | 0.72519 | 6
IND_Karnataka | TB | 3.98 | 0.2057 | 0.7282 | 3
IND_Karnataka | TB | 3.99 | 0.20618 | 0.72859 | 3
IND_Karnataka | TB | 4 | 0.20683 | 0.72903 | 4
IND_Karnataka | TB | 4.01 | 0.20716 | 0.72983 | 2
IND_Karnataka | TB | 4.02 | 0.20814 | 0.73097 | 6
IND_Karnataka | TB | 4.03 | 0.20863 | 0.73144 | 3
IND_Karnataka | TB | 4.04 | 0.20928 | 0.73241 | 4
IND_Karnataka | TB | 4.05 | 0.2101 | 0.73309 | 5
IND_Karnataka | TB | 4.06 | 0.21093 | 0.73397 | 5
IND_Karnataka | TB | 4.07 | 0.21142 | 0.73418 | 3
IND_Karnataka | TB | 4.08 | 0.21208 | 0.73455 | 4
IND_Karnataka | TB | 4.09 | 0.21225 | 0.73465 | 1
IND_Karnataka | TB | 4.1 | 0.21325 | 0.73513 | 6
IND_Karnataka | TB | 4.11 | 0.21375 | 0.73545 | 3
IND_Karnataka | TB | 4.13 | 0.21442 | 0.73587 | 4
IND_Karnataka | TB | 4.14 | 0.21509 | 0.73661 | 4
IND_Karnataka | TB | 4.16 | 0.21576 | 0.73742 | 4
IND_Karnataka | TB | 4.17 | 0.21695 | 0.73978 | 7
IND_Karnataka | TB | 4.18 | 0.21712 | 0.74001 | 1
IND_Karnataka | TB | 4.19 | 0.21797 | 0.74039 | 5
IND_Karnataka | TB | 4.2 | 0.21848 | 0.7408 | 3
IND_Karnataka | TB | 4.21 | 0.21933 | 0.74135 | 5
IND_Karnataka | TB | 4.22 | 0.22001 | 0.74162 | 4
IND_Karnataka | TB | 4.23 | 0.22036 | 0.74185 | 2
IND_Karnataka | TB | 4.25 | 0.22087 | 0.74237 | 3
IND_Karnataka | TB | 4.26 | 0.22191 | 0.74286 | 6
IND_Karnataka | TB | 4.27 | 0.22278 | 0.74331 | 5
IND_Karnataka | TB | 4.28 | 0.2233 | 0.74365 | 3
IND_Karnataka | TB | 4.29 | 0.22347 | 0.74366 | 1
IND_Karnataka | TB | 4.3 | 0.22382 | 0.74399 | 2
IND_Karnataka | TB | 4.31 | 0.22417 | 0.74429 | 2
IND_Karnataka | TB | 4.32 | 0.22522 | 0.745 | 6
IND_Karnataka | TB | 4.33 | 0.22575 | 0.74516 | 3
IND_Karnataka | TB | 4.34 | 0.22628 | 0.74542 | 3
IND_Karnataka | TB | 4.35 | 0.22645 | 0.74552 | 1
IND_Karnataka | TB | 4.36 | 0.22769 | 0.74638 | 7
IND_Karnataka | TB | 4.37 | 0.22804 | 0.74641 | 2
IND_Karnataka | TB | 4.38 | 0.22875 | 0.74698 | 4
IND_Karnataka | TB | 4.39 | 0.23 | 0.74794 | 7
IND_Karnataka | TB | 4.4 | 0.23018 | 0.74796 | 1
IND_Karnataka | TB | 4.41 | 0.23143 | 0.74948 | 7
IND_Karnataka | TB | 4.42 | 0.23286 | 0.75079 | 8
IND_Karnataka | TB | 4.43 | 0.23304 | 0.75113 | 1
IND_Karnataka | TB | 4.44 | 0.23322 | 0.75123 | 1
IND_Karnataka | TB | 4.45 | 0.23358 | 0.75193 | 2
IND_Karnataka | TB | 4.46 | 0.23431 | 0.7523 | 4
IND_Karnataka | TB | 4.48 | 0.2354 | 0.7534 | 6
IND_Karnataka | TB | 4.49 | 0.23594 | 0.75475 | 3
IND_Karnataka | TB | 4.5 | 0.23649 | 0.75507 | 3
IND_Karnataka | TB | 4.51 | 0.23777 | 0.75609 | 7
IND_Karnataka | TB | 4.52 | 0.23795 | 0.75618 | 1
IND_Karnataka | TB | 4.53 | 0.23924 | 0.75793 | 7
IND_Karnataka | TB | 4.54 | 0.24016 | 0.75859 | 5
IND_Karnataka | TB | 4.55 | 0.24071 | 0.75897 | 3
IND_Karnataka | TB | 4.56 | 0.24127 | 0.75925 | 3
IND_Karnataka | TB | 4.57 | 0.24201 | 0.75958 | 4
IND_Karnataka | TB | 4.58 | 0.24257 | 0.7603 | 3
IND_Karnataka | TB | 4.59 | 0.24294 | 0.76063 | 2
IND_Karnataka | TB | 4.6 | 0.2435 | 0.76164 | 3
IND_Karnataka | TB | 4.61 | 0.24387 | 0.76197 | 2
IND_Karnataka | TB | 4.62 | 0.24406 | 0.76208 | 1
IND_Karnataka | TB | 4.63 | 0.24556 | 0.76369 | 8
IND_Karnataka | TB | 4.64 | 0.24613 | 0.76424 | 3
IND_Karnataka | TB | 4.65 | 0.2465 | 0.76463 | 2
IND_Karnataka | TB | 4.66 | 0.24688 | 0.76483 | 2
IND_Karnataka | TB | 4.67 | 0.24764 | 0.76559 | 4
IND_Karnataka | TB | 4.68 | 0.24859 | 0.76612 | 5
IND_Karnataka | TB | 4.7 | 0.24992 | 0.76726 | 7
IND_Karnataka | TB | 4.71 | 0.2503 | 0.76738 | 2
IND_Karnataka | TB | 4.72 | 0.2505 | 0.76757 | 1
IND_Karnataka | TB | 4.73 | 0.25126 | 0.79505 | 4
IND_Karnataka | TB | 4.74 | 0.25146 | 0.79518 | 1
IND_Karnataka | TB | 4.75 | 0.25184 | 0.79529 | 2
IND_Karnataka | TB | 4.76 | 0.25242 | 0.79565 | 3
IND_Karnataka | TB | 4.77 | 0.25281 | 0.79585 | 2
IND_Karnataka | TB | 4.78 | 0.25378 | 0.79636 | 5
IND_Karnataka | TB | 4.79 | 0.25455 | 0.79714 | 4
IND_Karnataka | TB | 4.8 | 0.25533 | 0.7978 | 4
IND_Karnataka | TB | 4.81 | 0.25592 | 0.79826 | 3
IND_Karnataka | TB | 4.83 | 0.25611 | 0.79839 | 1
IND_Karnataka | TB | 4.85 | 0.25631 | 0.79843 | 1
IND_Karnataka | TB | 4.86 | 0.25729 | 0.79914 | 5
IND_Karnataka | TB | 4.87 | 0.25808 | 0.79942 | 4
IND_Karnataka | TB | 4.88 | 0.25868 | 0.79974 | 3
IND_Karnataka | TB | 4.89 | 0.25927 | 0.80037 | 3
IND_Karnataka | TB | 4.91 | 0.25987 | 0.80092 | 3
IND_Karnataka | TB | 4.92 | 0.26027 | 0.80122 | 2
IND_Karnataka | TB | 4.93 | 0.26087 | 0.80204 | 3
IND_Karnataka | TB | 4.94 | 0.26127 | 0.80248 | 2
IND_Karnataka | TB | 4.95 | 0.26147 | 0.80254 | 1
IND_Karnataka | TB | 4.96 | 0.26248 | 0.80333 | 5
IND_Karnataka | TB | 4.98 | 0.26288 | 0.80347 | 2
IND_Karnataka | TB | 4.99 | 0.26369 | 0.80509 | 4
IND_Karnataka | TB | 5 | 0.2647 | 0.8062 | 5
IND_Karnataka | TB | 5.01 | 0.26531 | 0.80636 | 3
IND_Karnataka | TB | 5.02 | 0.26572 | 0.80674 | 2
IND_Karnataka | TB | 5.03 | 0.26613 | 0.80705 | 2
IND_Karnataka | TB | 5.04 | 0.26654 | 0.80718 | 2
IND_Karnataka | TB | 5.05 | 0.26735 | 0.80754 | 4
IND_Karnataka | TB | 5.06 | 0.26776 | 0.80798 | 2
IND_Karnataka | TB | 5.07 | 0.269 | 0.80856 | 6
IND_Karnataka | TB | 5.08 | 0.26982 | 0.80922 | 4
IND_Karnataka | TB | 5.09 | 0.27003 | 0.80926 | 1
IND_Karnataka | TB | 5.1 | 0.27106 | 0.81022 | 5
IND_Karnataka | TB | 5.11 | 0.27148 | 0.81042 | 2
IND_Karnataka | TB | 5.12 | 0.27168 | 0.81045 | 1
IND_Karnataka | TB | 5.13 | 0.2721 | 0.81128 | 2
IND_Karnataka | TB | 5.14 | 0.27231 | 0.8113 | 1
IND_Karnataka | TB | 5.15 | 0.27398 | 0.81228 | 8
IND_Karnataka | TB | 5.17 | 0.27524 | 0.8133 | 6
IND_Karnataka | TB | 5.18 | 0.27629 | 0.81388 | 5
IND_Karnataka | TB | 5.19 | 0.27713 | 0.81475 | 4
IND_Karnataka | TB | 5.2 | 0.27734 | 0.81498 | 1
IND_Karnataka | TB | 5.21 | 0.27776 | 0.81519 | 2
IND_Karnataka | TB | 5.22 | 0.2784 | 0.81533 | 3
IND_Karnataka | TB | 5.23 | 0.27946 | 0.81563 | 5
IND_Karnataka | TB | 5.24 | 0.2801 | 0.81616 | 3
IND_Karnataka | TB | 5.25 | 0.28095 | 0.81663 | 4
IND_Karnataka | TB | 5.26 | 0.28137 | 0.81714 | 2
IND_Karnataka | TB | 5.27 | 0.2818 | 0.81734 | 2
IND_Karnataka | TB | 5.28 | 0.28351 | 0.81839 | 8
IND_Karnataka | TB | 5.29 | 0.28416 | 0.81871 | 3
IND_Karnataka | TB | 5.31 | 0.28545 | 0.81924 | 6
IND_Karnataka | TB | 5.32 | 0.28567 | 0.81928 | 1
IND_Karnataka | TB | 5.33 | 0.28675 | 0.82008 | 5
IND_Karnataka | TB | 5.34 | 0.28718 | 0.82053 | 2
IND_Karnataka | TB | 5.36 | 0.2874 | 0.82137 | 1
IND_Karnataka | TB | 5.38 | 0.28805 | 0.82168 | 3
IND_Karnataka | TB | 5.39 | 0.28914 | 0.82228 | 5
IND_Karnataka | TB | 5.4 | 0.28958 | 0.82259 | 2
IND_Karnataka | TB | 5.41 | 0.29002 | 0.82267 | 2
IND_Karnataka | TB | 5.42 | 0.2909 | 0.82289 | 4
IND_Karnataka | TB | 5.44 | 0.29178 | 0.82359 | 4
IND_Karnataka | TB | 5.45 | 0.292 | 0.82371 | 1
IND_Karnataka | TB | 5.46 | 0.29245 | 0.82431 | 2
IND_Karnataka | TB | 5.47 | 0.29355 | 0.82506 | 5
IND_Karnataka | TB | 5.48 | 0.29467 | 0.82588 | 5
IND_Karnataka | TB | 5.49 | 0.29556 | 0.82612 | 4
IND_Karnataka | TB | 5.5 | 0.296 | 0.82621 | 2
IND_Karnataka | TB | 5.51 | 0.29623 | 0.82639 | 1
IND_Karnataka | TB | 5.52 | 0.29667 | 0.82664 | 2
IND_Karnataka | TB | 5.53 | 0.2969 | 0.82683 | 1
IND_Karnataka | TB | 5.54 | 0.29757 | 0.82733 | 3
IND_Karnataka | TB | 5.55 | 0.29825 | 0.8279 | 3
IND_Karnataka | TB | 5.56 | 0.29847 | 0.82824 | 1
IND_Karnataka | TB | 5.57 | 0.2987 | 0.82848 | 1
IND_Karnataka | TB | 5.58 | 0.29915 | 0.82859 | 2
IND_Karnataka | TB | 5.59 | 0.29938 | 0.82876 | 1
IND_Karnataka | TB | 5.6 | 0.30074 | 0.82977 | 6
IND_Karnataka | TB | 5.61 | 0.30119 | 0.82993 | 2
IND_Karnataka | TB | 5.62 | 0.30165 | 0.82996 | 2
IND_Karnataka | TB | 5.63 | 0.30211 | 0.83018 | 2
IND_Karnataka | TB | 5.64 | 0.30234 | 0.83029 | 1
IND_Karnataka | TB | 5.66 | 0.30279 | 0.83049 | 2
IND_Karnataka | TB | 5.67 | 0.30417 | 0.83411 | 6
IND_Karnataka | TB | 5.68 | 0.30463 | 0.83439 | 2
IND_Karnataka | TB | 5.69 | 0.30533 | 0.8346 | 3
IND_Karnataka | TB | 5.7 | 0.30625 | 0.83508 | 4
IND_Karnataka | TB | 5.71 | 0.30671 | 0.83556 | 2
IND_Karnataka | TB | 5.72 | 0.30718 | 0.83562 | 2
IND_Karnataka | TB | 5.73 | 0.30787 | 0.83622 | 3
IND_Karnataka | TB | 5.74 | 0.30904 | 0.8371 | 5
IND_Karnataka | TB | 5.75 | 0.3095 | 0.83741 | 2
IND_Karnataka | TB | 5.77 | 0.30997 | 0.8377 | 2
IND_Karnataka | TB | 5.78 | 0.31021 | 0.83774 | 1
IND_Karnataka | TB | 5.79 | 0.31044 | 0.83809 | 1
IND_Karnataka | TB | 5.8 | 0.31115 | 0.83944 | 3
IND_Karnataka | TB | 5.81 | 0.31138 | 0.83946 | 1
IND_Karnataka | TB | 5.82 | 0.31256 | 0.84141 | 5
IND_Karnataka | TB | 5.83 | 0.3128 | 0.8416 | 1
IND_Karnataka | TB | 5.84 | 0.31375 | 0.84229 | 4
IND_Karnataka | TB | 5.85 | 0.31422 | 0.84245 | 2
IND_Karnataka | TB | 5.86 | 0.31517 | 0.84336 | 4
IND_Karnataka | TB | 5.87 | 0.31541 | 0.84337 | 1
IND_Karnataka | TB | 5.88 | 0.31565 | 0.84342 | 1
IND_Karnataka | TB | 5.89 | 0.31636 | 0.84392 | 3
IND_Karnataka | TB | 5.9 | 0.31708 | 0.84437 | 3
IND_Karnataka | TB | 5.91 | 0.31804 | 0.84531 | 4
IND_Karnataka | TB | 5.92 | 0.31852 | 0.84556 | 2
IND_Karnataka | TB | 5.93 | 0.31876 | 0.84633 | 1
IND_Karnataka | TB | 5.94 | 0.31924 | 0.84685 | 2
IND_Karnataka | TB | 5.95 | 0.31997 | 0.84724 | 3
IND_Karnataka | TB | 5.97 | 0.32069 | 0.84737 | 3
IND_Karnataka | TB | 5.98 | 0.32118 | 0.84797 | 2
IND_Karnataka | TB | 5.99 | 0.32142 | 0.848 | 1
IND_Karnataka | TB | 6 | 0.32264 | 0.84841 | 5
IND_Karnataka | TB | 6.01 | 0.32361 | 0.84927 | 4
IND_Karnataka | TB | 6.02 | 0.32459 | 0.84973 | 4
IND_Karnataka | TB | 6.04 | 0.32483 | 0.85011 | 1
IND_Karnataka | TB | 6.05 | 0.32557 | 0.85039 | 3
IND_Karnataka | TB | 6.06 | 0.32606 | 0.85048 | 2
IND_Karnataka | TB | 6.07 | 0.32631 | 0.85105 | 1
IND_Karnataka | TB | 6.08 | 0.3268 | 0.85149 | 2
IND_Karnataka | TB | 6.09 | 0.32754 | 0.85225 | 3
IND_Karnataka | TB | 6.1 | 0.32828 | 0.85258 | 3
IND_Karnataka | TB | 6.11 | 0.32927 | 0.85344 | 4
IND_Karnataka | TB | 6.12 | 0.32977 | 0.85376 | 2
IND_Karnataka | TB | 6.14 | 0.33027 | 0.85387 | 2
IND_Karnataka | TB | 6.16 | 0.33127 | 0.85456 | 4
IND_Karnataka | TB | 6.17 | 0.33177 | 0.85461 | 2
IND_Karnataka | TB | 6.18 | 0.33202 | 0.85472 | 1
IND_Karnataka | TB | 6.19 | 0.33252 | 0.85524 | 2
IND_Karnataka | TB | 6.2 | 0.33327 | 0.8559 | 3
IND_Karnataka | TB | 6.22 | 0.33428 | 0.85641 | 4
IND_Karnataka | TB | 6.23 | 0.33479 | 0.85698 | 2
IND_Karnataka | TB | 6.25 | 0.33504 | 0.85701 | 1
IND_Karnataka | TB | 6.26 | 0.33555 | 0.85744 | 2
IND_Karnataka | TB | 6.27 | 0.33631 | 0.85857 | 3
IND_Karnataka | TB | 6.28 | 0.33708 | 0.8598 | 3
IND_Karnataka | TB | 6.29 | 0.33733 | 0.85997 | 1
IND_Karnataka | TB | 6.33 | 0.33759 | 0.86003 | 1
IND_Karnataka | TB | 6.34 | 0.3381 | 0.86058 | 2
IND_Karnataka | TB | 6.35 | 0.33836 | 0.86065 | 1
IND_Karnataka | TB | 6.37 | 0.33913 | 0.8608 | 3
IND_Karnataka | TB | 6.38 | 0.33965 | 0.86085 | 2
IND_Karnataka | TB | 6.39 | 0.33991 | 0.86109 | 1
IND_Karnataka | TB | 6.4 | 0.34017 | 0.8612 | 1
IND_Karnataka | TB | 6.41 | 0.34069 | 0.86131 | 2
IND_Karnataka | TB | 6.43 | 0.34173 | 0.86159 | 4
IND_Karnataka | TB | 6.44 | 0.34226 | 0.86181 | 2
IND_Karnataka | TB | 6.45 | 0.34304 | 0.86201 | 3
IND_Karnataka | TB | 6.46 | 0.3433 | 0.8622 | 1
IND_Karnataka | TB | 6.47 | 0.34356 | 0.86239 | 1
IND_Karnataka | TB | 6.49 | 0.34409 | 0.86266 | 2
IND_Karnataka | TB | 6.5 | 0.34435 | 0.86283 | 1
IND_Karnataka | TB | 6.52 | 0.34488 | 0.86326 | 2
IND_Karnataka | TB | 6.53 | 0.34541 | 0.86346 | 2
IND_Karnataka | TB | 6.54 | 0.34568 | 0.86348 | 1
IND_Karnataka | TB | 6.56 | 0.34621 | 0.86422 | 2
IND_Karnataka | TB | 6.57 | 0.34728 | 0.86472 | 4
IND_Karnataka | TB | 6.58 | 0.34754 | 0.86474 | 1
IND_Karnataka | TB | 6.59 | 0.34808 | 0.86488 | 2
IND_Karnataka | TB | 6.6 | 0.34861 | 0.86505 | 2
IND_Karnataka | TB | 6.61 | 0.34915 | 0.86546 | 2
IND_Karnataka | TB | 6.62 | 0.34969 | 0.86579 | 2
IND_Karnataka | TB | 6.63 | 0.35022 | 0.86585 | 2
IND_Karnataka | TB | 6.64 | 0.35076 | 0.86599 | 2
IND_Karnataka | TB | 6.65 | 0.35103 | 0.86603 | 1
IND_Karnataka | TB | 6.66 | 0.35211 | 0.86666 | 4
IND_Karnataka | TB | 6.67 | 0.35319 | 0.86694 | 4
IND_Karnataka | TB | 6.69 | 0.35374 | 0.86724 | 2
IND_Karnataka | TB | 6.72 | 0.35401 | 0.86771 | 1
IND_Karnataka | TB | 6.73 | 0.35428 | 0.86804 | 1
IND_Karnataka | TB | 6.74 | 0.35455 | 0.8681 | 1
IND_Karnataka | TB | 6.75 | 0.35483 | 0.86812 | 1
IND_Karnataka | TB | 6.76 | 0.35538 | 0.86834 | 2
IND_Karnataka | TB | 6.77 | 0.35565 | 0.8684 | 1
IND_Karnataka | TB | 6.78 | 0.35675 | 0.86857 | 4
IND_Karnataka | TB | 6.79 | 0.3573 | 0.86905 | 2
IND_Karnataka | TB | 6.85 | 0.35758 | 0.86908 | 1
IND_Karnataka | TB | 6.87 | 0.35786 | 0.86922 | 1
IND_Karnataka | TB | 6.88 | 0.35842 | 0.86931 | 2
IND_Karnataka | TB | 6.89 | 0.35869 | 0.86952 | 1
IND_Karnataka | TB | 6.9 | 0.35897 | 0.86955 | 1
IND_Karnataka | TB | 6.95 | 0.35926 | 0.8696 | 1
IND_Karnataka | TB | 6.97 | 0.3601 | 0.87005 | 3
IND_Karnataka | TB | 6.99 | 0.36095 | 0.87082 | 3
IND_Karnataka | TB | 7 | 0.36124 | 0.87087 | 1
IND_Karnataka | TB | 7.02 | 0.36181 | 0.8718 | 2
IND_Karnataka | TB | 7.03 | 0.36266 | 0.87248 | 3
IND_Karnataka | TB | 7.07 | 0.36324 | 0.8726 | 2
IND_Karnataka | TB | 7.08 | 0.36381 | 0.87288 | 2
IND_Karnataka | TB | 7.1 | 0.3641 | 0.87293 | 1
IND_Karnataka | TB | 7.12 | 0.36439 | 0.87325 | 1
IND_Karnataka | TB | 7.13 | 0.36468 | 0.8735 | 1
IND_Karnataka | TB | 7.14 | 0.36497 | 0.87367 | 1
IND_Karnataka | TB | 7.15 | 0.36526 | 0.87397 | 1
IND_Karnataka | TB | 7.16 | 0.36613 | 0.87414 | 3
IND_Karnataka | TB | 7.19 | 0.367 | 0.87482 | 3
IND_Karnataka | TB | 7.21 | 0.36788 | 0.87507 | 3
IND_Karnataka | TB | 7.22 | 0.36846 | 0.87523 | 2
IND_Karnataka | TB | 7.25 | 0.36876 | 0.87531 | 1
IND_Karnataka | TB | 7.27 | 0.36935 | 0.87546 | 2
IND_Karnataka | TB | 7.33 | 0.36994 | 0.87562 | 2
IND_Karnataka | TB | 7.34 | 0.37024 | 0.87579 | 1
IND_Karnataka | TB | 7.38 | 0.37054 | 0.87583 | 1
IND_Karnataka | TB | 7.39 | 0.37084 | 0.87601 | 1
IND_Karnataka | TB | 7.42 | 0.37114 | 0.87612 | 1
IND_Karnataka | TB | 7.43 | 0.37144 | 0.87619 | 1
IND_Karnataka | TB | 7.44 | 0.37204 | 0.87644 | 2
IND_Karnataka | TB | 7.46 | 0.37235 | 0.87652 | 1
IND_Karnataka | TB | 7.47 | 0.37265 | 0.87653 | 1
IND_Karnataka | TB | 7.48 | 0.37356 | 0.87712 | 3
IND_Karnataka | TB | 7.5 | 0.37386 | 0.87715 | 1
IND_Karnataka | TB | 7.51 | 0.37417 | 0.8773 | 1
IND_Karnataka | TB | 7.52 | 0.37478 | 0.87756 | 2
IND_Karnataka | TB | 7.58 | 0.37509 | 0.87779 | 1
IND_Karnataka | TB | 7.59 | 0.37539 | 0.87797 | 1
IND_Karnataka | TB | 7.62 | 0.3757 | 0.87798 | 1
IND_Karnataka | TB | 7.63 | 0.37601 | 0.87833 | 1
IND_Karnataka | TB | 7.7 | 0.37632 | 0.87839 | 1
IND_Karnataka | TB | 7.73 | 0.37664 | 0.87863 | 1
IND_Karnataka | TB | 7.74 | 0.37695 | 0.87919 | 1
IND_Karnataka | TB | 7.76 | 0.37727 | 0.87922 | 1
IND_Karnataka | TB | 7.77 | 0.37758 | 0.87926 | 1
IND_Karnataka | TB | 7.81 | 0.3779 | 0.87929 | 1
IND_Karnataka | TB | 7.82 | 0.37853 | 0.87951 | 2
IND_Karnataka | TB | 7.83 | 0.3798 | 0.87987 | 4
IND_Karnataka | TB | 7.89 | 0.38012 | 0.8799 | 1
IND_Karnataka | TB | 7.91 | 0.38044 | 0.88009 | 1
IND_Karnataka | TB | 7.95 | 0.38076 | 0.88021 | 1
IND_Karnataka | TB | 8.01 | 0.38109 | 0.88042 | 1
IND_Karnataka | TB | 8.09 | 0.38142 | 0.88048 | 1
IND_Karnataka | TB | 8.13 | 0.38175 | 0.88051 | 1
IND_Karnataka | TB | 8.18 | 0.38208 | 0.88054 | 1
IND_Karnataka | TB | 8.19 | 0.38241 | 0.88102 | 1
IND_Karnataka | TB | 8.21 | 0.38274 | 0.88103 | 1
IND_Karnataka | TB | 8.22 | 0.38308 | 0.88106 | 1
IND_Karnataka | TB | 8.24 | 0.38341 | 0.8811 | 1
IND_Karnataka | TB | 8.25 | 0.38375 | 0.88113 | 1
IND_Karnataka | TB | 8.26 | 0.38408 | 0.88122 | 1
IND_Karnataka | TB | 8.27 | 0.38442 | 0.88128 | 1
IND_Karnataka | TB | 8.32 | 0.38475 | 0.88199 | 1
IND_Karnataka | TB | 8.35 | 0.38509 | 0.88223 | 1
IND_Karnataka | TB | 8.37 | 0.38543 | 0.88229 | 1
IND_Karnataka | TB | 8.4 | 0.38577 | 0.88235 | 1
IND_Karnataka | TB | 8.59 | 0.38612 | 0.8824 | 1
IND_Karnataka | TB | 8.61 | 0.38682 | 0.88308 | 2
IND_Karnataka | TB | 8.66 | 0.38717 | 0.88311 | 1
IND_Karnataka | TB | 8.71 | 0.38752 | 0.88314 | 1
IND_Karnataka | TB | 8.79 | 0.38788 | 0.88322 | 1
IND_Karnataka | TB | 8.9 | 0.38824 | 0.88331 | 1
IND_Karnataka | TB | 8.95 | 0.3886 | 0.88336 | 1
IND_Karnataka | TB | 9.12 | 0.38897 | 0.88341 | 1
IND_Karnataka | TB | 9.14 | 0.38934 | 0.88345 | 1
IND_Karnataka | TB | 9.18 | 0.38972 | 0.88368 | 1
IND_Karnataka | TB | 9.21 | 0.39009 | 0.88372 | 1
IND_Karnataka | TB | 9.29 | 0.39047 | 0.88383 | 1
IND_Karnataka | TB | 9.36 | 0.39085 | 0.88394 | 1
IND_Karnataka | TB | 9.38 | 0.39123 | 0.88397 | 1
IND_Karnataka | TB | 9.42 | 0.39161 | 0.88415 | 1
IND_Karnataka | TB | 9.43 | 0.39199 | 0.88423 | 1
IND_Karnataka | TB | 9.53 | 0.39238 | 0.88451 | 1
IND_Karnataka | TB | 9.56 | 0.39276 | 0.88452 | 1
IND_Karnataka | TB | 9.58 | 0.39315 | 0.88476 | 1
IND_Karnataka | TB | 9.62 | 0.39354 | 0.88493 | 1
IND_Karnataka | TB | 9.64 | 0.39393 | 0.88498 | 1
IND_Karnataka | TB | 9.71 | 0.39433 | 0.88514 | 1
IND_Karnataka | TB | 9.72 | 0.39472 | 0.88537 | 1
IND_Karnataka | TB | 9.73 | 0.39512 | 0.88545 | 1
IND_Karnataka | TB | 9.75 | 0.39591 | 0.88559 | 2
IND_Karnataka | TB | 9.84 | 0.39631 | 0.88564 | 1
IND_Karnataka | TB | 9.85 | 0.3971 | 0.88613 | 2
IND_Karnataka | TB | 9.86 | 0.3975 | 0.8863 | 1
IND_Karnataka | TB | 10.01 | 0.39791 | 0.8871 | 1
IND_Karnataka | TB | 10.04 | 0.39832 | 0.88739 | 1
IND_Karnataka | TB | 10.07 | 0.39873 | 0.88748 | 1
IND_Karnataka | TB | 10.08 | 0.39913 | 0.8881 | 1
IND_Karnataka | TB | 10.13 | 0.39954 | 0.88866 | 1
IND_Karnataka | TB | 10.2 | 0.39996 | 0.88876 | 1
IND_Karnataka | TB | 10.21 | 0.40037 | 0.8888 | 1
IND_Karnataka | TB | 10.31 | 0.40079 | 0.88896 | 1
IND_Karnataka | TB | 10.39 | 0.40121 | 0.88901 | 1
IND_Karnataka | TB | 10.42 | 0.40163 | 0.88932 | 1
IND_Karnataka | TB | 10.43 | 0.40206 | 0.8905 | 1
IND_Karnataka | TB | 10.44 | 0.40248 | 0.8906 | 1
IND_Karnataka | TB | 10.49 | 0.40291 | 0.89143 | 1
IND_Karnataka | TB | 10.55 | 0.40333 | 0.89148 | 1
IND_Karnataka | TB | 10.6 | 0.40376 | 0.89214 | 1
IND_Karnataka | TB | 10.66 | 0.4042 | 0.89225 | 1
IND_Karnataka | TB | 10.7 | 0.40463 | 0.89263 | 1
IND_Karnataka | TB | 10.72 | 0.40506 | 0.89267 | 1
IND_Karnataka | TB | 10.79 | 0.4055 | 0.89277 | 1
IND_Karnataka | TB | 10.83 | 0.40594 | 0.89285 | 1
IND_Karnataka | TB | 10.85 | 0.40638 | 0.89289 | 1
IND_Karnataka | TB | 10.89 | 0.40682 | 0.89292 | 1
IND_Karnataka | TB | 11.04 | 0.40727 | 0.89297 | 1
IND_Karnataka | TB | 11.18 | 0.40772 | 0.893 | 1
IND_Karnataka | TB | 11.23 | 0.40818 | 0.89313 | 1
IND_Karnataka | TB | 11.24 | 0.40863 | 0.89321 | 1
IND_Karnataka | TB | 11.32 | 0.40909 | 0.89327 | 1
IND_Karnataka | TB | 11.35 | 0.40955 | 0.89362 | 1
IND_Karnataka | TB | 11.48 | 0.41002 | 0.89366 | 1
IND_Karnataka | TB | 11.52 | 0.41049 | 0.89374 | 1
IND_Karnataka | TB | 11.77 | 0.41096 | 0.8941 | 1
IND_Karnataka | TB | 11.87 | 0.41145 | 0.89428 | 1
IND_Karnataka | TB | 12.03 | 0.41193 | 0.89432 | 1
IND_Karnataka | TB | 12.05 | 0.41291 | 0.89484 | 2
IND_Karnataka | TB | 12.12 | 0.4134 | 0.89486 | 1
IND_Karnataka | TB | 12.42 | 0.41391 | 0.89491 | 1
IND_Karnataka | TB | 12.53 | 0.41441 | 0.89506 | 1
IND_Karnataka | TB | 12.58 | 0.41492 | 0.89511 | 1
IND_Karnataka | TB | 12.76 | 0.41544 | 0.89519 | 1
IND_Karnataka | TB | 12.83 | 0.41596 | 0.89555 | 1
IND_Karnataka | TB | 13.01 | 0.41702 | 0.89566 | 2
IND_Karnataka | TB | 13.1 | 0.41755 | 0.89571 | 1
IND_Karnataka | TB | 13.16 | 0.41808 | 0.89616 | 1
IND_Karnataka | TB | 13.59 | 0.41863 | 0.89618 | 1
IND_Karnataka | TB | 13.68 | 0.41919 | 0.89632 | 1
IND_Karnataka | TB | 13.84 | 0.41975 | 0.89661 | 1
IND_Karnataka | TB | 13.85 | 0.42031 | 0.89667 | 1
IND_Karnataka | TB | 13.88 | 0.42087 | 0.89672 | 1
IND_Karnataka | TB | 13.92 | 0.42144 | 0.89687 | 1
IND_Karnataka | TB | 14.03 | 0.42201 | 0.89692 | 1
IND_Karnataka | TB | 14.07 | 0.42258 | 0.89708 | 1
IND_Karnataka | TB | 14.27 | 0.42315 | 0.89716 | 1
IND_Karnataka | TB | 14.36 | 0.42374 | 0.89742 | 1
IND_Karnataka | TB | 14.38 | 0.42432 | 0.89747 | 1
IND_Karnataka | TB | 14.39 | 0.4249 | 0.89758 | 1
IND_Karnataka | TB | 14.43 | 0.42549 | 0.89774 | 1
IND_Karnataka | TB | 14.49 | 0.42608 | 0.89802 | 1
IND_Karnataka | TB | 14.53 | 0.42667 | 0.89837 | 1
IND_Karnataka | TB | 14.54 | 0.42726 | 0.90125 | 1
IND_Karnataka | TB | 14.65 | 0.42785 | 0.90132 | 1
IND_Karnataka | TB | 14.67 | 0.42844 | 0.90161 | 1
IND_Karnataka | TB | 14.73 | 0.42904 | 0.90172 | 1
IND_Karnataka | TB | 14.75 | 0.43084 | 0.90449 | 3
IND_Karnataka | TB | 14.76 | 0.43143 | 0.90501 | 1
IND_Karnataka | TB | 14.79 | 0.43203 | 0.90516 | 1
IND_Karnataka | TB | 14.8 | 0.43263 | 0.90579 | 1
IND_Karnataka | TB | 14.84 | 0.43324 | 0.90584 | 1
IND_Karnataka | TB | 14.86 | 0.43384 | 0.90598 | 1
IND_Karnataka | TB | 14.87 | 0.43504 | 0.90623 | 2
IND_Karnataka | TB | 14.9 | 0.43565 | 0.90686 | 1
IND_Karnataka | TB | 14.94 | 0.43625 | 0.90702 | 1
IND_Karnataka | TB | 15.07 | 0.43748 | 0.90823 | 2
IND_Karnataka | TB | 15.1 | 0.43809 | 0.90865 | 1
IND_Karnataka | TB | 15.16 | 0.43932 | 0.90968 | 2
IND_Karnataka | TB | 15.2 | 0.44055 | 0.91039 | 2
IND_Karnataka | TB | 15.37 | 0.44117 | 0.91116 | 1
IND_Karnataka | TB | 15.43 | 0.4418 | 0.91122 | 1
IND_Karnataka | TB | 15.45 | 0.44243 | 0.91155 | 1
IND_Karnataka | TB | 15.48 | 0.44305 | 0.91215 | 1
IND_Karnataka | TB | 15.58 | 0.44369 | 0.91221 | 1
IND_Karnataka | TB | 15.65 | 0.44432 | 0.91226 | 1
IND_Karnataka | TB | 15.73 | 0.44496 | 0.91257 | 1
IND_Karnataka | TB | 15.79 | 0.4456 | 0.91262 | 1
IND_Karnataka | TB | 15.85 | 0.44624 | 0.91276 | 1
IND_Karnataka | TB | 16.02 | 0.44689 | 0.91282 | 1
IND_Karnataka | TB | 16.03 | 0.44754 | 0.91314 | 1
IND_Karnataka | TB | 16.1 | 0.44819 | 0.91322 | 1
IND_Karnataka | TB | 16.12 | 0.44885 | 0.91326 | 1
IND_Karnataka | TB | 16.13 | 0.4495 | 0.91389 | 1
IND_Karnataka | TB | 16.15 | 0.45016 | 0.91394 | 1
IND_Karnataka | TB | 16.18 | 0.45081 | 0.91402 | 1
IND_Karnataka | TB | 16.21 | 0.45147 | 0.91408 | 1
IND_Karnataka | TB | 16.23 | 0.45213 | 0.91471 | 1
IND_Karnataka | TB | 16.29 | 0.45279 | 0.91503 | 1
IND_Karnataka | TB | 16.4 | 0.45345 | 0.91509 | 1
IND_Karnataka | TB | 16.46 | 0.45412 | 0.91514 | 1
IND_Karnataka | TB | 16.68 | 0.4548 | 0.91521 | 1
IND_Karnataka | TB | 16.7 | 0.45547 | 0.91528 | 1
IND_Karnataka | TB | 16.71 | 0.45615 | 0.9157 | 1
IND_Karnataka | TB | 16.99 | 0.45684 | 0.91575 | 1
IND_Karnataka | TB | 17.09 | 0.45753 | 0.91581 | 1
IND_Karnataka | TB | 17.13 | 0.45823 | 0.91583 | 1
IND_Karnataka | TB | 17.48 | 0.45894 | 0.91591 | 1
IND_Karnataka | TB | 17.49 | 0.45965 | 0.91606 | 1
IND_Karnataka | TB | 17.53 | 0.46036 | 0.91614 | 1
IND_Karnataka | TB | 17.62 | 0.46107 | 0.91621 | 1
IND_Karnataka | TB | 17.65 | 0.4625 | 0.9165 | 2
IND_Karnataka | TB | 17.8 | 0.46322 | 0.91658 | 1
IND_Karnataka | TB | 17.83 | 0.46395 | 0.91666 | 1
IND_Karnataka | TB | 17.84 | 0.46467 | 0.91682 | 1
IND_Karnataka | TB | 17.87 | 0.4654 | 0.91687 | 1
IND_Karnataka | TB | 17.98 | 0.46612 | 0.91775 | 1
IND_Karnataka | TB | 18 | 0.46685 | 0.91779 | 1
IND_Karnataka | TB | 18.13 | 0.46759 | 0.91786 | 1
IND_Karnataka | TB | 18.18 | 0.46833 | 0.91797 | 1
IND_Karnataka | TB | 18.22 | 0.4698 | 0.92077 | 2
IND_Karnataka | TB | 18.26 | 0.47054 | 0.92081 | 1
IND_Karnataka | TB | 18.29 | 0.47129 | 0.92113 | 1
IND_Karnataka | TB | 18.42 | 0.47203 | 0.92119 | 1
IND_Karnataka | TB | 18.48 | 0.47278 | 0.92125 | 1
IND_Karnataka | TB | 18.52 | 0.47353 | 0.9213 | 1
IND_Karnataka | TB | 18.55 | 0.47429 | 0.92136 | 1
IND_Karnataka | TB | 18.59 | 0.47504 | 0.92144 | 1
IND_Karnataka | TB | 18.71 | 0.4758 | 0.92152 | 1
IND_Karnataka | TB | 18.72 | 0.47656 | 0.92198 | 1
IND_Karnataka | TB | 18.93 | 0.47732 | 0.92289 | 1
IND_Karnataka | TB | 18.99 | 0.47809 | 0.92294 | 1
IND_Karnataka | TB | 19.04 | 0.47887 | 0.92302 | 1
IND_Karnataka | TB | 19.07 | 0.47964 | 0.92303 | 1
IND_Karnataka | TB | 19.17 | 0.48042 | 0.9231 | 1
IND_Karnataka | TB | 19.18 | 0.4812 | 0.92341 | 1
IND_Karnataka | TB | 19.21 | 0.48197 | 0.92379 | 1
IND_Karnataka | TB | 19.32 | 0.48276 | 0.9241 | 1
IND_Karnataka | TB | 19.33 | 0.48354 | 0.92415 | 1
IND_Karnataka | TB | 19.35 | 0.48433 | 0.92478 | 1
IND_Karnataka | TB | 19.36 | 0.48511 | 0.92494 | 1
IND_Karnataka | TB | 19.37 | 0.4859 | 0.92505 | 1
IND_Karnataka | TB | 19.41 | 0.48668 | 0.92547 | 1
IND_Karnataka | TB | 19.44 | 0.48747 | 0.92555 | 1
IND_Karnataka | TB | 19.49 | 0.48826 | 0.92586 | 1
IND_Karnataka | TB | 19.55 | 0.48905 | 0.92601 | 1
IND_Karnataka | TB | 19.63 | 0.49065 | 0.92637 | 2
IND_Karnataka | TB | 19.65 | 0.49144 | 0.92645 | 1
IND_Karnataka | TB | 19.71 | 0.49224 | 0.92651 | 1
IND_Karnataka | TB | 19.74 | 0.49304 | 0.92679 | 1
IND_Karnataka | TB | 19.78 | 0.49385 | 0.9269 | 1
IND_Karnataka | TB | 19.84 | 0.49465 | 0.92767 | 1
IND_Karnataka | TB | 20.03 | 0.49546 | 0.92799 | 1
IND_Karnataka | TB | 20.33 | 0.49629 | 0.9281 | 1
IND_Karnataka | TB | 20.4 | 0.49711 | 0.92825 | 1
IND_Karnataka | TB | 20.7 | 0.49879 | 0.92876 | 2
IND_Karnataka | TB | 20.87 | 0.49964 | 0.92884 | 1
IND_Karnataka | TB | 21.09 | 0.50049 | 0.92888 | 1
IND_Karnataka | TB | 21.1 | 0.50135 | 0.92895 | 1
IND_Karnataka | TB | 21.22 | 0.50221 | 0.92903 | 1
IND_Karnataka | TB | 21.29 | 0.50394 | 0.92951 | 2
IND_Karnataka | TB | 21.36 | 0.5048 | 0.92958 | 1
IND_Karnataka | TB | 21.39 | 0.50567 | 0.92962 | 1
IND_Karnataka | TB | 21.44 | 0.50654 | 0.92973 | 1
IND_Karnataka | TB | 21.74 | 0.50742 | 0.92981 | 1
IND_Karnataka | TB | 21.81 | 0.50831 | 0.92986 | 1
IND_Karnataka | TB | 21.85 | 0.50919 | 0.93002 | 1
IND_Karnataka | TB | 21.86 | 0.51008 | 0.93006 | 1
IND_Karnataka | TB | 21.91 | 0.51097 | 0.93017 | 1
IND_Karnataka | TB | 21.95 | 0.51186 | 0.93021 | 1
IND_Karnataka | TB | 21.97 | 0.51275 | 0.93039 | 1
IND_Karnataka | TB | 22.07 | 0.51364 | 0.9305 | 1
IND_Karnataka | TB | 22.19 | 0.51544 | 0.93063 | 2
IND_Karnataka | TB | 22.3 | 0.51725 | 0.93079 | 2
IND_Karnataka | TB | 22.33 | 0.51816 | 0.9309 | 1
IND_Karnataka | TB | 22.35 | 0.51906 | 0.93094 | 1
IND_Karnataka | TB | 22.6 | 0.51998 | 0.93099 | 1
IND_Karnataka | TB | 22.73 | 0.5209 | 0.9311 | 1
IND_Karnataka | TB | 22.82 | 0.52182 | 0.93115 | 1
IND_Karnataka | TB | 22.91 | 0.52275 | 0.9312 | 1
IND_Karnataka | TB | 23.08 | 0.52369 | 0.93159 | 1
IND_Karnataka | TB | 23.12 | 0.52463 | 0.93164 | 1
IND_Karnataka | TB | 23.16 | 0.52557 | 0.93172 | 1
IND_Karnataka | TB | 23.22 | 0.52651 | 0.93178 | 1
IND_Karnataka | TB | 23.24 | 0.52745 | 0.93183 | 1
IND_Karnataka | TB | 23.4 | 0.5284 | 0.93227 | 1
IND_Karnataka | TB | 23.41 | 0.52935 | 0.93233 | 1
IND_Karnataka | TB | 23.42 | 0.53125 | 0.93282 | 2
IND_Karnataka | TB | 23.56 | 0.53316 | 0.93302 | 2
IND_Karnataka | TB | 23.61 | 0.53412 | 0.93308 | 1
IND_Karnataka | TB | 23.64 | 0.53507 | 0.93316 | 1
IND_Karnataka | TB | 23.73 | 0.537 | 0.9333 | 2
IND_Karnataka | TB | 23.8 | 0.53796 | 0.9334 | 1
IND_Karnataka | TB | 23.9 | 0.53893 | 0.93356 | 1
IND_Karnataka | TB | 23.93 | 0.5399 | 0.93367 | 1
IND_Karnataka | TB | 23.98 | 0.54088 | 0.93371 | 1
IND_Karnataka | TB | 24.1 | 0.54185 | 0.93378 | 1
IND_Karnataka | TB | 24.16 | 0.54283 | 0.93381 | 1
IND_Karnataka | TB | 24.34 | 0.54382 | 0.93389 | 1
IND_Karnataka | TB | 24.46 | 0.54481 | 0.93404 | 1
IND_Karnataka | TB | 24.54 | 0.54581 | 0.9347 | 1
IND_Karnataka | TB | 24.61 | 0.5468 | 0.93486 | 1
IND_Karnataka | TB | 24.64 | 0.5488 | 0.93507 | 2
IND_Karnataka | TB | 24.68 | 0.5498 | 0.93514 | 1
IND_Karnataka | TB | 24.77 | 0.55081 | 0.93524 | 1
IND_Karnataka | TB | 24.78 | 0.55181 | 0.93529 | 1
IND_Karnataka | TB | 24.84 | 0.55282 | 0.93536 | 1
IND_Karnataka | TB | 24.97 | 0.55383 | 0.93541 | 1
IND_Karnataka | TB | 24.98 | 0.55586 | 0.93637 | 2
IND_Karnataka | TB | 25.03 | 0.55687 | 0.93643 | 1
IND_Karnataka | TB | 25.08 | 0.55789 | 0.93695 | 1
IND_Karnataka | TB | 25.21 | 0.55891 | 0.9373 | 1
IND_Karnataka | TB | 25.36 | 0.55994 | 0.93738 | 1
IND_Karnataka | TB | 25.38 | 0.56097 | 0.93754 | 1
IND_Karnataka | TB | 25.4 | 0.562 | 0.93807 | 1
IND_Karnataka | TB | 25.57 | 0.56304 | 0.93812 | 1
IND_Karnataka | TB | 25.61 | 0.56407 | 0.93815 | 1
IND_Karnataka | TB | 25.62 | 0.56511 | 0.93826 | 1
IND_Karnataka | TB | 25.65 | 0.56615 | 0.9387 | 1
IND_Karnataka | TB | 25.74 | 0.5672 | 0.93875 | 1
IND_Karnataka | TB | 25.76 | 0.56824 | 0.93958 | 1
IND_Karnataka | TB | 25.84 | 0.56929 | 0.93963 | 1
IND_Karnataka | TB | 25.94 | 0.57034 | 0.93967 | 1
IND_Karnataka | TB | 26.09 | 0.5714 | 0.94019 | 1
IND_Karnataka | TB | 26.1 | 0.57246 | 0.94026 | 1
IND_Karnataka | TB | 26.13 | 0.57352 | 0.94041 | 1
IND_Karnataka | TB | 26.22 | 0.57458 | 0.94046 | 1
IND_Karnataka | TB | 26.36 | 0.57565 | 0.9409 | 1
IND_Karnataka | TB | 26.41 | 0.57672 | 0.94096 | 1
IND_Karnataka | TB | 26.44 | 0.57779 | 0.94114 | 1
IND_Karnataka | TB | 26.52 | 0.57887 | 0.9412 | 1
IND_Karnataka | TB | 26.57 | 0.58102 | 0.94139 | 2
IND_Karnataka | TB | 26.58 | 0.5821 | 0.94148 | 1
IND_Karnataka | TB | 26.64 | 0.58318 | 0.94192 | 1
IND_Karnataka | TB | 26.78 | 0.58427 | 0.9421 | 1
IND_Karnataka | TB | 26.82 | 0.58644 | 0.94241 | 2
IND_Karnataka | TB | 26.85 | 0.58753 | 0.94249 | 1
IND_Karnataka | TB | 26.86 | 0.58862 | 0.94284 | 1
IND_Karnataka | TB | 26.87 | 0.58971 | 0.94351 | 1
IND_Karnataka | TB | 26.93 | 0.5908 | 0.94356 | 1
IND_Karnataka | TB | 26.97 | 0.59408 | 0.94855 | 3
IND_Karnataka | TB | 27.04 | 0.59627 | 0.9488 | 2
IND_Karnataka | TB | 27.08 | 0.59737 | 0.94914 | 1
IND_Karnataka | TB | 27.19 | 0.59958 | 0.9493 | 2
IND_Karnataka | TB | 27.21 | 0.60068 | 0.94947 | 1
IND_Karnataka | TB | 27.23 | 0.60289 | 0.9496 | 2
IND_Karnataka | TB | 27.31 | 0.604 | 0.94965 | 1
IND_Karnataka | TB | 27.32 | 0.60621 | 0.95004 | 2
IND_Karnataka | TB | 27.33 | 0.60732 | 0.95012 | 1
IND_Karnataka | TB | 27.36 | 0.60843 | 0.95023 | 1
IND_Karnataka | TB | 27.43 | 0.60954 | 0.95031 | 1
IND_Karnataka | TB | 27.47 | 0.61066 | 0.95039 | 1
IND_Karnataka | TB | 27.51 | 0.61289 | 0.95427 | 2
IND_Karnataka | TB | 27.53 | 0.614 | 0.95445 | 1
IND_Karnataka | TB | 27.59 | 0.61512 | 0.95476 | 1
IND_Karnataka | TB | 27.67 | 0.61737 | 0.95495 | 2
IND_Karnataka | TB | 27.72 | 0.61849 | 0.95512 | 1
IND_Karnataka | TB | 27.77 | 0.61962 | 0.95515 | 1
IND_Karnataka | TB | 27.85 | 0.62075 | 0.95522 | 1
IND_Karnataka | TB | 27.92 | 0.62188 | 0.95529 | 1
IND_Karnataka | TB | 28.04 | 0.62415 | 0.95553 | 2
IND_Karnataka | TB | 28.11 | 0.62529 | 0.95561 | 1
IND_Karnataka | TB | 28.22 | 0.62644 | 0.95578 | 1
IND_Karnataka | TB | 28.23 | 0.62872 | 0.95597 | 2
IND_Karnataka | TB | 28.34 | 0.63102 | 0.95646 | 2
IND_Karnataka | TB | 28.45 | 0.63218 | 0.95651 | 1
IND_Karnataka | TB | 28.48 | 0.63333 | 0.95662 | 1
IND_Karnataka | TB | 28.52 | 0.63449 | 0.95673 | 1
IND_Karnataka | TB | 28.58 | 0.63565 | 0.95707 | 1
IND_Karnataka | TB | 28.69 | 0.63681 | 0.9571 | 1
IND_Karnataka | TB | 28.75 | 0.63798 | 0.95745 | 1
IND_Karnataka | TB | 28.78 | 0.63914 | 0.9575 | 1
IND_Karnataka | TB | 28.81 | 0.64031 | 0.95772 | 1
IND_Karnataka | TB | 28.82 | 0.64148 | 0.9578 | 1
IND_Karnataka | TB | 28.85 | 0.64265 | 0.95797 | 1
IND_Karnataka | TB | 28.89 | 0.64382 | 0.95798 | 1
IND_Karnataka | TB | 28.9 | 0.64499 | 0.95808 | 1
IND_Karnataka | TB | 29.02 | 0.64852 | 0.95877 | 3
IND_Karnataka | TB | 29.03 | 0.6497 | 0.95882 | 1
IND_Karnataka | TB | 29.09 | 0.65088 | 0.9589 | 1
IND_Karnataka | TB | 29.15 | 0.65206 | 0.95893 | 1
IND_Karnataka | TB | 29.16 | 0.65324 | 0.95901 | 1
IND_Karnataka | TB | 29.19 | 0.65443 | 0.95904 | 1
IND_Karnataka | TB | 29.24 | 0.65561 | 0.95913 | 1
IND_Karnataka | TB | 29.26 | 0.6568 | 0.95956 | 1
IND_Karnataka | TB | 29.27 | 0.65799 | 0.95986 | 1
IND_Karnataka | TB | 29.31 | 0.65918 | 0.96006 | 1
IND_Karnataka | TB | 29.38 | 0.66037 | 0.96047 | 1
IND_Karnataka | TB | 29.39 | 0.66156 | 0.96091 | 1
IND_Karnataka | TB | 29.42 | 0.66394 | 0.96115 | 2
IND_Karnataka | TB | 29.44 | 0.66633 | 0.96151 | 2
IND_Karnataka | TB | 29.45 | 0.66753 | 0.96154 | 1
IND_Karnataka | TB | 29.48 | 0.66992 | 0.9616 | 2
IND_Karnataka | TB | 29.53 | 0.67111 | 0.96168 | 1
IND_Karnataka | TB | 29.55 | 0.67231 | 0.9617 | 1
IND_Karnataka | TB | 29.56 | 0.67351 | 0.96185 | 1
IND_Karnataka | TB | 29.57 | 0.67471 | 0.96207 | 1
IND_Karnataka | TB | 29.6 | 0.67591 | 0.96225 | 1
IND_Karnataka | TB | 29.61 | 0.67711 | 0.96242 | 1
IND_Karnataka | TB | 29.63 | 0.67831 | 0.96255 | 1
IND_Karnataka | TB | 29.7 | 0.68193 | 0.96362 | 3
IND_Karnataka | TB | 29.71 | 0.68313 | 0.96366 | 1
IND_Karnataka | TB | 29.72 | 0.68434 | 0.96371 | 1
IND_Karnataka | TB | 29.73 | 0.68554 | 0.96423 | 1
IND_Karnataka | TB | 29.75 | 0.68795 | 0.9656 | 2
IND_Karnataka | TB | 29.76 | 0.68916 | 0.96568 | 1
IND_Karnataka | TB | 29.78 | 0.69037 | 0.96569 | 1
IND_Karnataka | TB | 29.8 | 0.69158 | 0.96587 | 1
IND_Karnataka | TB | 29.85 | 0.69279 | 0.96593 | 1
IND_Karnataka | TB | 29.87 | 0.694 | 0.9661 | 1
IND_Karnataka | TB | 29.9 | 0.69642 | 0.96653 | 2
IND_Karnataka | TB | 29.92 | 0.69764 | 0.96683 | 1
IND_Karnataka | TB | 29.95 | 0.69885 | 0.96687 | 1
IND_Karnataka | TB | 29.98 | 0.70007 | 0.96709 | 1
IND_Karnataka | TB | 30.05 | 0.70372 | 0.96756 | 3
IND_Karnataka | TB | 30.08 | 0.70494 | 0.96766 | 1
IND_Karnataka | TB | 30.09 | 0.70616 | 0.96767 | 1
IND_Karnataka | TB | 30.15 | 0.70738 | 0.96775 | 1
IND_Karnataka | TB | 30.21 | 0.70861 | 0.96782 | 1
IND_Karnataka | TB | 30.25 | 0.70984 | 0.96785 | 1
IND_Karnataka | TB | 30.27 | 0.71106 | 0.96789 | 1
IND_Karnataka | TB | 30.28 | 0.71229 | 0.9681 | 1
IND_Karnataka | TB | 30.32 | 0.71352 | 0.96821 | 1
IND_Karnataka | TB | 30.38 | 0.71475 | 0.96826 | 1
IND_Karnataka | TB | 30.4 | 0.71598 | 0.96834 | 1
IND_Karnataka | TB | 30.41 | 0.71722 | 0.96874 | 1
IND_Karnataka | TB | 30.43 | 0.71845 | 0.96879 | 1
IND_Karnataka | TB | 30.49 | 0.71969 | 0.96885 | 1
IND_Karnataka | TB | 30.53 | 0.72093 | 0.96887 | 1
IND_Karnataka | TB | 30.57 | 0.72217 | 0.96893 | 1
IND_Karnataka | TB | 30.59 | 0.72341 | 0.96904 | 1
IND_Karnataka | TB | 30.66 | 0.72465 | 0.96915 | 1
IND_Karnataka | TB | 30.68 | 0.72589 | 0.96922 | 1
IND_Karnataka | TB | 30.69 | 0.72714 | 0.96929 | 1
IND_Karnataka | TB | 30.7 | 0.72963 | 0.9697 | 2
IND_Karnataka | TB | 30.73 | 0.73087 | 0.96988 | 1
IND_Karnataka | TB | 30.83 | 0.73212 | 0.96992 | 1
IND_Karnataka | TB | 31.13 | 0.73465 | 0.97095 | 2
IND_Karnataka | TB | 31.16 | 0.73591 | 0.97106 | 1
IND_Karnataka | TB | 31.19 | 0.73718 | 0.9711 | 1
IND_Karnataka | TB | 31.24 | 0.73844 | 0.97115 | 1
IND_Karnataka | TB | 31.36 | 0.73971 | 0.97156 | 1
IND_Karnataka | TB | 31.42 | 0.74226 | 0.97172 | 2
IND_Karnataka | TB | 31.44 | 0.74354 | 0.97176 | 1
IND_Karnataka | TB | 31.62 | 0.74482 | 0.97181 | 1
IND_Karnataka | TB | 31.78 | 0.7474 | 0.97219 | 2
IND_Karnataka | TB | 31.79 | 0.74997 | 0.97257 | 2
IND_Karnataka | TB | 31.82 | 0.75127 | 0.97263 | 1
IND_Karnataka | TB | 31.86 | 0.75256 | 0.97274 | 1
IND_Karnataka | TB | 31.94 | 0.75385 | 0.97279 | 1
IND_Karnataka | TB | 32.13 | 0.75516 | 0.97283 | 1
IND_Karnataka | TB | 32.14 | 0.75646 | 0.97371 | 1
IND_Karnataka | TB | 32.15 | 0.75907 | 0.9742 | 2
IND_Karnataka | TB | 32.16 | 0.76037 | 0.97458 | 1
IND_Karnataka | TB | 32.23 | 0.76168 | 0.97475 | 1
IND_Karnataka | TB | 32.26 | 0.76298 | 0.97491 | 1
IND_Karnataka | TB | 32.3 | 0.76429 | 0.97507 | 1
IND_Karnataka | TB | 32.36 | 0.76561 | 0.97522 | 1
IND_Karnataka | TB | 32.47 | 0.76692 | 0.9754 | 1
IND_Karnataka | TB | 32.51 | 0.76824 | 0.97548 | 1
IND_Karnataka | TB | 32.53 | 0.76956 | 0.97565 | 1
IND_Karnataka | TB | 32.68 | 0.77089 | 0.97581 | 1
IND_Karnataka | TB | 32.74 | 0.77354 | 0.97655 | 2
IND_Karnataka | TB | 32.76 | 0.77487 | 0.97689 | 1
IND_Karnataka | TB | 32.77 | 0.7762 | 0.97696 | 1
IND_Karnataka | TB | 32.86 | 0.77753 | 0.977 | 1
IND_Karnataka | TB | 32.89 | 0.77886 | 0.97716 | 1
IND_Karnataka | TB | 33.01 | 0.7802 | 0.97733 | 1
IND_Karnataka | TB | 33.13 | 0.78155 | 0.97744 | 1
IND_Karnataka | TB | 33.31 | 0.7829 | 0.97754 | 1
IND_Karnataka | TB | 33.37 | 0.78425 | 0.97762 | 1
IND_Karnataka | TB | 33.54 | 0.78561 | 0.97806 | 1
IND_Karnataka | TB | 33.59 | 0.78697 | 0.97821 | 1
IND_Karnataka | TB | 33.8 | 0.78834 | 0.97853 | 1
IND_Karnataka | TB | 33.88 | 0.78972 | 0.97892 | 1
IND_Karnataka | TB | 33.91 | 0.79109 | 0.97897 | 1
IND_Karnataka | TB | 34.04 | 0.79247 | 0.97905 | 1
IND_Karnataka | TB | 34.4 | 0.79526 | 0.97913 | 2
IND_Karnataka | TB | 34.45 | 0.79666 | 0.97917 | 1
IND_Karnataka | TB | 34.63 | 0.79806 | 0.97946 | 1
IND_Karnataka | TB | 34.66 | 0.79947 | 0.97965 | 1
IND_Karnataka | TB | 34.69 | 0.80087 | 0.97988 | 1
IND_Karnataka | TB | 34.7 | 0.80228 | 0.98016 | 1
IND_Karnataka | TB | 34.76 | 0.80369 | 0.98024 | 1
IND_Karnataka | TB | 34.77 | 0.8051 | 0.98064 | 1
IND_Karnataka | TB | 34.85 | 0.80651 | 0.98071 | 1
IND_Karnataka | TB | 34.91 | 0.80793 | 0.98075 | 1
IND_Karnataka | TB | 34.92 | 0.80935 | 0.9809 | 1
IND_Karnataka | TB | 35.02 | 0.81077 | 0.98103 | 1
IND_Karnataka | TB | 35.03 | 0.81361 | 0.98182 | 2
IND_Karnataka | TB | 35.13 | 0.81503 | 0.98189 | 1
IND_Karnataka | TB | 35.3 | 0.81646 | 0.982 | 1
IND_Karnataka | TB | 35.32 | 0.81789 | 0.98218 | 1
IND_Karnataka | TB | 35.33 | 0.81933 | 0.98222 | 1
IND_Karnataka | TB | 35.48 | 0.82077 | 0.9824 | 1
IND_Karnataka | TB | 35.78 | 0.82222 | 0.98248 | 1
IND_Karnataka | TB | 35.87 | 0.82367 | 0.98252 | 1
IND_Karnataka | TB | 35.91 | 0.82513 | 0.98256 | 1
IND_Karnataka | TB | 36.06 | 0.82659 | 0.98263 | 1
IND_Karnataka | TB | 36.07 | 0.82805 | 0.98271 | 1
IND_Karnataka | TB | 36.23 | 0.82952 | 0.98287 | 1
IND_Karnataka | TB | 36.31 | 0.83099 | 0.98298 | 1
IND_Karnataka | TB | 36.46 | 0.83247 | 0.98329 | 1
IND_Karnataka | TB | 36.5 | 0.83395 | 0.98331 | 1
IND_Karnataka | TB | 36.54 | 0.83543 | 0.98336 | 1
IND_Karnataka | TB | 36.55 | 0.83692 | 0.98351 | 1
IND_Karnataka | TB | 36.75 | 0.83841 | 0.98356 | 1
IND_Karnataka | TB | 36.81 | 0.8399 | 0.98361 | 1
IND_Karnataka | TB | 36.83 | 0.84139 | 0.98366 | 1
IND_Karnataka | TB | 36.88 | 0.84289 | 0.98372 | 1
IND_Karnataka | TB | 36.9 | 0.84438 | 0.9838 | 1
IND_Karnataka | TB | 36.91 | 0.84588 | 0.98418 | 1
IND_Karnataka | TB | 37.03 | 0.84738 | 0.98422 | 1
IND_Karnataka | TB | 37.47 | 0.8489 | 0.9843 | 1
IND_Karnataka | TB | 37.66 | 0.85043 | 0.98433 | 1
IND_Karnataka | TB | 37.84 | 0.85196 | 0.9844 | 1
IND_Karnataka | TB | 38.3 | 0.85352 | 0.98444 | 1
IND_Karnataka | TB | 38.53 | 0.85508 | 0.98451 | 1
IND_Karnataka | TB | 38.72 | 0.85665 | 0.98452 | 1
IND_Karnataka | TB | 38.76 | 0.85822 | 0.98457 | 1
IND_Karnataka | TB | 38.85 | 0.85979 | 0.98462 | 1
IND_Karnataka | TB | 39.14 | 0.86138 | 0.98477 | 1
IND_Karnataka | TB | 39.38 | 0.86298 | 0.98485 | 1
IND_Karnataka | TB | 39.41 | 0.86458 | 0.98561 | 1
IND_Karnataka | TB | 39.59 | 0.86939 | 0.98622 | 3
IND_Karnataka | TB | 39.6 | 0.871 | 0.98624 | 1
IND_Karnataka | TB | 39.65 | 0.87261 | 0.9863 | 1
IND_Karnataka | TB | 39.66 | 0.87421 | 0.98641 | 1
IND_Karnataka | TB | 39.72 | 0.87744 | 0.98705 | 2
IND_Karnataka | TB | 39.79 | 0.87905 | 0.98727 | 1
IND_Karnataka | TB | 39.81 | 0.88066 | 0.98738 | 1
IND_Karnataka | TB | 39.88 | 0.88228 | 0.98749 | 1
IND_Karnataka | TB | 40.05 | 0.8839 | 0.98754 | 1
IND_Karnataka | TB | 40.21 | 0.88717 | 0.99154 | 2
IND_Karnataka | TB | 40.24 | 0.8888 | 0.99185 | 1
IND_Karnataka | TB | 40.35 | 0.89043 | 0.99196 | 1
IND_Karnataka | TB | 40.37 | 0.89207 | 0.99207 | 1
IND_Karnataka | TB | 40.41 | 0.89371 | 0.99217 | 1
IND_Karnataka | TB | 40.43 | 0.89535 | 0.99236 | 1
IND_Karnataka | TB | 40.47 | 0.89699 | 0.99245 | 1
IND_Karnataka | TB | 40.72 | 0.89864 | 0.99256 | 1
IND_Karnataka | TB | 40.96 | 0.9003 | 0.99297 | 1
IND_Karnataka | TB | 41 | 0.90196 | 0.99302 | 1
IND_Karnataka | TB | 41.36 | 0.90364 | 0.99309 | 1
IND_Karnataka | TB | 41.97 | 0.90534 | 0.99314 | 1
IND_Karnataka | TB | 42.06 | 0.90705 | 0.9932 | 1
IND_Karnataka | TB | 42.35 | 0.90877 | 0.99325 | 1
IND_Karnataka | TB | 42.57 | 0.91049 | 0.99339 | 1
IND_Karnataka | TB | 42.58 | 0.91222 | 0.99347 | 1
IND_Karnataka | TB | 42.64 | 0.91395 | 0.99365 | 1
IND_Karnataka | TB | 42.77 | 0.91568 | 0.99368 | 1
IND_Karnataka | TB | 42.81 | 0.91742 | 0.99383 | 1
IND_Karnataka | TB | 43.4 | 0.91918 | 0.99388 | 1
IND_Karnataka | TB | 43.5 | 0.92094 | 0.99394 | 1
IND_Karnataka | TB | 43.54 | 0.92271 | 0.99399 | 1
IND_Karnataka | TB | 43.69 | 0.92448 | 0.99404 | 1
IND_Karnataka | TB | 43.85 | 0.92626 | 0.99409 | 1
IND_Karnataka | TB | 43.94 | 0.92804 | 0.9942 | 1
IND_Karnataka | TB | 44.29 | 0.92983 | 0.99423 | 1
IND_Karnataka | TB | 44.58 | 0.93164 | 0.99431 | 1
IND_Karnataka | TB | 45.01 | 0.93347 | 0.99438 | 1
IND_Karnataka | TB | 45.05 | 0.93529 | 0.99446 | 1
IND_Karnataka | TB | 45.3 | 0.93713 | 0.99454 | 1
IND_Karnataka | TB | 45.43 | 0.93897 | 0.99465 | 1
IND_Karnataka | TB | 45.54 | 0.94082 | 0.99467 | 1
IND_Karnataka | TB | 45.59 | 0.94267 | 0.99475 | 1
IND_Karnataka | TB | 45.61 | 0.94452 | 0.99482 | 1
IND_Karnataka | TB | 46.41 | 0.9464 | 0.9949 | 1
IND_Karnataka | TB | 46.56 | 0.94829 | 0.99525 | 1
IND_Karnataka | TB | 46.65 | 0.95018 | 0.99534 | 1
IND_Karnataka | TB | 46.77 | 0.95207 | 0.99542 | 1
IND_Karnataka | TB | 46.95 | 0.95398 | 0.99547 | 1
IND_Karnataka | TB | 47.25 | 0.95589 | 0.99589 | 1
IND_Karnataka | TB | 48.54 | 0.95786 | 0.99594 | 1
IND_Karnataka | TB | 48.78 | 0.95984 | 0.99599 | 1
IND_Karnataka | TB | 49 | 0.96183 | 0.99607 | 1
IND_Karnataka | TB | 49.09 | 0.96382 | 0.99611 | 1
IND_Karnataka | TB | 49.32 | 0.96582 | 0.99646 | 1
IND_Karnataka | TB | 49.7 | 0.96783 | 0.99649 | 1
IND_Karnataka | TB | 49.77 | 0.96985 | 0.99662 | 1
IND_Karnataka | TB | 49.82 | 0.97187 | 0.99685 | 1
IND_Karnataka | TB | 49.84 | 0.97389 | 0.99696 | 1
IND_Karnataka | TB | 50.12 | 0.97592 | 0.99772 | 1
IND_Karnataka | TB | 50.3 | 0.97796 | 0.99869 | 1
IND_Karnataka | TB | 51.27 | 0.98004 | 0.99882 | 1
IND_Karnataka | TB | 51.56 | 0.98213 | 0.9989 | 1
IND_Karnataka | TB | 51.57 | 0.98422 | 0.99898 | 1
IND_Karnataka | TB | 52.38 | 0.98635 | 0.99909 | 1
IND_Karnataka | TB | 52.48 | 0.98848 | 0.99913 | 1
IND_Karnataka | TB | 53.44 | 0.99064 | 0.99956 | 1
IND_Karnataka | TB | 54.64 | 0.99286 | 0.9998 | 1
IND_Karnataka | TB | 54.91 | 0.99509 | 0.99991 | 1
IND_Karnataka | TB | 58.93 | 0.99748 | 0.99995 | 1
IND_Karnataka | TB | 62.26 | 1 | 1 | 1
IND_Bihar | TB | 0.01 | 1.3292e-07 | 1.3598e-05 | 1
IND_Bihar | TB | 0.02 | 6.6459e-07 | 0.0025293 | 2
IND_Bihar | TB | 0.03 | 2.2596e-06 | 0.012558 | 4
IND_Bihar | TB | 0.05 | 8.2409e-06 | 0.019649 | 9
IND_Bihar | TB | 0.06 | 1.4621e-05 | 0.023844 | 8
IND_Bihar | TB | 0.07 | 3.2299e-05 | 0.030011 | 19
IND_Bihar | TB | 0.08 | 4.3996e-05 | 0.041812 | 11
IND_Bihar | TB | 0.09 | 5.237e-05 | 0.064338 | 7
IND_Bihar | TB | 0.1 | 5.3699e-05 | 0.064569 | 1
IND_Bihar | TB | 0.11 | 5.9547e-05 | 0.066221 | 4
IND_Bihar | TB | 0.12 | 7.0712e-05 | 0.074421 | 7
IND_Bihar | TB | 0.13 | 8.6264e-05 | 0.079466 | 9
IND_Bihar | TB | 0.14 | 0.00011418 | 0.088182 | 15
IND_Bihar | TB | 0.15 | 0.00012813 | 0.094954 | 7
IND_Bihar | TB | 0.16 | 0.0001494 | 0.099298 | 10
IND_Bihar | TB | 0.17 | 0.000172 | 0.10219 | 10
IND_Bihar | TB | 0.18 | 0.00017917 | 0.10241 | 3
IND_Bihar | TB | 0.19 | 0.00021705 | 0.1086 | 15
IND_Bihar | TB | 0.2 | 0.00023301 | 0.11399 | 6
IND_Bihar | TB | 0.21 | 0.00025813 | 0.11659 | 9
IND_Bihar | TB | 0.22 | 0.00029029 | 0.1173 | 11
IND_Bihar | TB | 0.23 | 0.00032392 | 0.11893 | 11
IND_Bihar | TB | 0.24 | 0.0003622 | 0.11969 | 12
IND_Bihar | TB | 0.25 | 0.00041869 | 0.13118 | 17
IND_Bihar | TB | 0.26 | 0.00046707 | 0.13242 | 14
IND_Bihar | TB | 0.27 | 0.00050655 | 0.14128 | 11
IND_Bihar | TB | 0.28 | 0.00054377 | 0.14234 | 10
IND_Bihar | TB | 0.29 | 0.00056304 | 0.1436 | 5
IND_Bihar | TB | 0.3 | 0.00077438 | 0.14805 | 53
IND_Bihar | TB | 0.31 | 0.00082382 | 0.15627 | 12
IND_Bihar | TB | 0.32 | 0.00084084 | 0.15651 | 4
IND_Bihar | TB | 0.33 | 0.00090663 | 0.1578 | 15
IND_Bihar | TB | 0.34 | 0.00096086 | 0.15895 | 12
IND_Bihar | TB | 0.35 | 0.0010865 | 0.16094 | 27
IND_Bihar | TB | 0.36 | 0.0011295 | 0.1617 | 9
IND_Bihar | TB | 0.37 | 0.0011984 | 0.16285 | 14
IND_Bihar | TB | 0.38 | 0.001461 | 0.16849 | 52
IND_Bihar | TB | 0.39 | 0.0014973 | 0.16897 | 7
IND_Bihar | TB | 0.4 | 0.0016781 | 0.173 | 34
IND_Bihar | TB | 0.41 | 0.0016944 | 0.17335 | 3
IND_Bihar | TB | 0.42 | 0.0017614 | 0.17429 | 12
IND_Bihar | TB | 0.43 | 0.0017843 | 0.17477 | 4
IND_Bihar | TB | 0.44 | 0.0020533 | 0.17751 | 46
IND_Bihar | TB | 0.45 | 0.0021849 | 0.18518 | 22
IND_Bihar | TB | 0.46 | 0.0022644 | 0.18987 | 13
IND_Bihar | TB | 0.47 | 0.0025018 | 0.19196 | 38
IND_Bihar | TB | 0.48 | 0.0025401 | 0.19324 | 6
IND_Bihar | TB | 0.49 | 0.0026247 | 0.19397 | 13
IND_Bihar | TB | 0.5 | 0.0026912 | 0.19462 | 10
IND_Bihar | TB | 0.51 | 0.002759 | 0.19541 | 10
IND_Bihar | TB | 0.52 | 0.0027866 | 0.19727 | 4
IND_Bihar | TB | 0.53 | 0.0029064 | 0.1991 | 17
IND_Bihar | TB | 0.54 | 0.0031791 | 0.20806 | 38
IND_Bihar | TB | 0.55 | 0.0032669 | 0.20961 | 12
IND_Bihar | TB | 0.56 | 0.0033859 | 0.21074 | 16
IND_Bihar | TB | 0.57 | 0.0034466 | 0.21118 | 8
IND_Bihar | TB | 0.58 | 0.0034774 | 0.21315 | 4
IND_Bihar | TB | 0.59 | 0.003697 | 0.21537 | 28
IND_Bihar | TB | 0.6 | 0.0038086 | 0.21663 | 14
IND_Bihar | TB | 0.61 | 0.0039221 | 0.21842 | 14
IND_Bihar | TB | 0.62 | 0.0039963 | 0.21904 | 9
IND_Bihar | TB | 0.63 | 0.00408 | 0.22363 | 10
IND_Bihar | TB | 0.64 | 0.0041566 | 0.22431 | 9
IND_Bihar | TB | 0.65 | 0.004243 | 0.22595 | 10
IND_Bihar | TB | 0.66 | 0.0044009 | 0.23068 | 18
IND_Bihar | TB | 0.67 | 0.0044454 | 0.23199 | 5
IND_Bihar | TB | 0.68 | 0.0046533 | 0.23331 | 23
IND_Bihar | TB | 0.69 | 0.0047267 | 0.23385 | 8
IND_Bihar | TB | 0.7 | 0.0047453 | 0.23455 | 2
IND_Bihar | TB | 0.71 | 0.0048302 | 0.23526 | 9
IND_Bihar | TB | 0.72 | 0.0048685 | 0.23595 | 4
IND_Bihar | TB | 0.73 | 0.0048782 | 0.23601 | 1
IND_Bihar | TB | 0.74 | 0.0050454 | 0.23701 | 17
IND_Bihar | TB | 0.75 | 0.0051551 | 0.2382 | 11
IND_Bihar | TB | 0.76 | 0.0052965 | 0.23908 | 14
IND_Bihar | TB | 0.77 | 0.0053682 | 0.24155 | 7
IND_Bihar | TB | 0.78 | 0.0056377 | 0.24228 | 26
IND_Bihar | TB | 0.79 | 0.0057637 | 0.24568 | 12
IND_Bihar | TB | 0.8 | 0.0060615 | 0.2507 | 28
IND_Bihar | TB | 0.81 | 0.0061476 | 0.25215 | 8
IND_Bihar | TB | 0.82 | 0.0062457 | 0.25273 | 9
IND_Bihar | TB | 0.83 | 0.0066208 | 0.25453 | 34
IND_Bihar | TB | 0.84 | 0.0068664 | 0.25734 | 22
IND_Bihar | TB | 0.85 | 0.0069455 | 0.25769 | 7
IND_Bihar | TB | 0.86 | 0.0071055 | 0.2585 | 14
IND_Bihar | TB | 0.87 | 0.0073252 | 0.25987 | 19
IND_Bihar | TB | 0.88 | 0.0074539 | 0.26153 | 11
IND_Bihar | TB | 0.89 | 0.0075485 | 0.26241 | 8
IND_Bihar | TB | 0.9 | 0.0076442 | 0.26318 | 8
IND_Bihar | TB | 0.91 | 0.0082732 | 0.26735 | 52
IND_Bihar | TB | 0.92 | 0.0083221 | 0.26895 | 4
IND_Bihar | TB | 0.93 | 0.0085075 | 0.2703 | 15
IND_Bihar | TB | 0.94 | 0.0085825 | 0.27133 | 6
IND_Bihar | TB | 0.95 | 0.0087088 | 0.27213 | 10
IND_Bihar | TB | 0.96 | 0.0088109 | 0.27328 | 8
IND_Bihar | TB | 0.97 | 0.0090171 | 0.27435 | 16
IND_Bihar | TB | 0.98 | 0.0093298 | 0.27684 | 24
IND_Bihar | TB | 0.99 | 0.0094482 | 0.27787 | 9
IND_Bihar | TB | 1 | 0.0095147 | 0.27932 | 5
IND_Bihar | TB | 1.01 | 0.0096221 | 0.2818 | 8
IND_Bihar | TB | 1.02 | 0.0097576 | 0.28283 | 10
IND_Bihar | TB | 1.03 | 0.0098535 | 0.28435 | 7
IND_Bihar | TB | 1.04 | 0.010006 | 0.28514 | 11
IND_Bihar | TB | 1.05 | 0.010089 | 0.28549 | 6
IND_Bihar | TB | 1.06 | 0.010146 | 0.28627 | 4
IND_Bihar | TB | 1.07 | 0.010359 | 0.28715 | 15
IND_Bihar | TB | 1.08 | 0.010459 | 0.29095 | 7
IND_Bihar | TB | 1.09 | 0.010764 | 0.29207 | 21
IND_Bihar | TB | 1.1 | 0.010866 | 0.29255 | 7
IND_Bihar | TB | 1.11 | 0.011014 | 0.29679 | 10
IND_Bihar | TB | 1.12 | 0.011118 | 0.29721 | 7
IND_Bihar | TB | 1.13 | 0.011283 | 0.29864 | 11
IND_Bihar | TB | 1.14 | 0.011374 | 0.29907 | 6
IND_Bihar | TB | 1.15 | 0.012551 | 0.30492 | 77
IND_Bihar | TB | 1.16 | 0.012613 | 0.30505 | 4
IND_Bihar | TB | 1.17 | 0.012784 | 0.30752 | 11
IND_Bihar | TB | 1.18 | 0.012862 | 0.30941 | 5
IND_Bihar | TB | 1.19 | 0.013226 | 0.31094 | 23
IND_Bihar | TB | 1.2 | 0.013577 | 0.31234 | 22
IND_Bihar | TB | 1.21 | 0.013738 | 0.31473 | 10
IND_Bihar | TB | 1.22 | 0.013867 | 0.31576 | 8
IND_Bihar | TB | 1.23 | 0.014014 | 0.31644 | 9
IND_Bihar | TB | 1.24 | 0.014311 | 0.32307 | 18
IND_Bihar | TB | 1.25 | 0.014444 | 0.32424 | 8
IND_Bihar | TB | 1.26 | 0.014612 | 0.32497 | 10
IND_Bihar | TB | 1.27 | 0.014747 | 0.32579 | 8
IND_Bihar | TB | 1.28 | 0.014781 | 0.32596 | 2
IND_Bihar | TB | 1.29 | 0.014849 | 0.3262 | 4
IND_Bihar | TB | 1.3 | 0.015057 | 0.32742 | 12
IND_Bihar | TB | 1.31 | 0.015335 | 0.33113 | 16
IND_Bihar | TB | 1.32 | 0.01544 | 0.33187 | 6
IND_Bihar | TB | 1.33 | 0.015511 | 0.3322 | 4
IND_Bihar | TB | 1.34 | 0.015636 | 0.33281 | 7
IND_Bihar | TB | 1.35 | 0.015869 | 0.33541 | 13
IND_Bihar | TB | 1.36 | 0.015996 | 0.33775 | 7
IND_Bihar | TB | 1.37 | 0.016105 | 0.33807 | 6
IND_Bihar | TB | 1.38 | 0.016362 | 0.33894 | 14
IND_Bihar | TB | 1.39 | 0.016546 | 0.34168 | 10
IND_Bihar | TB | 1.4 | 0.016714 | 0.34257 | 9
IND_Bihar | TB | 1.41 | 0.016883 | 0.34312 | 9
IND_Bihar | TB | 1.42 | 0.01709 | 0.34381 | 11
IND_Bihar | TB | 1.43 | 0.017109 | 0.34409 | 1
IND_Bihar | TB | 1.44 | 0.01776 | 0.34626 | 34
IND_Bihar | TB | 1.45 | 0.018011 | 0.34728 | 13
IND_Bihar | TB | 1.46 | 0.018166 | 0.34819 | 8
IND_Bihar | TB | 1.47 | 0.018498 | 0.3501 | 17
IND_Bihar | TB | 1.48 | 0.018596 | 0.35073 | 5
IND_Bihar | TB | 1.49 | 0.018636 | 0.35096 | 2
IND_Bihar | TB | 1.5 | 0.018736 | 0.35194 | 5
IND_Bihar | TB | 1.51 | 0.018936 | 0.35329 | 10
IND_Bihar | TB | 1.52 | 0.019138 | 0.35489 | 10
IND_Bihar | TB | 1.53 | 0.019199 | 0.35508 | 3
IND_Bihar | TB | 1.54 | 0.019404 | 0.35693 | 10
IND_Bihar | TB | 1.55 | 0.020001 | 0.36165 | 29
IND_Bihar | TB | 1.56 | 0.020084 | 0.36181 | 4
IND_Bihar | TB | 1.57 | 0.02021 | 0.36277 | 6
IND_Bihar | TB | 1.58 | 0.020336 | 0.36315 | 6
IND_Bihar | TB | 1.59 | 0.020526 | 0.36431 | 9
IND_Bihar | TB | 1.6 | 0.020568 | 0.36437 | 2
IND_Bihar | TB | 1.61 | 0.021061 | 0.36969 | 23
IND_Bihar | TB | 1.62 | 0.021104 | 0.37036 | 2
IND_Bihar | TB | 1.63 | 0.021169 | 0.37065 | 3
IND_Bihar | TB | 1.64 | 0.021256 | 0.3712 | 4
IND_Bihar | TB | 1.65 | 0.021453 | 0.37209 | 9
IND_Bihar | TB | 1.66 | 0.021475 | 0.37271 | 1
IND_Bihar | TB | 1.67 | 0.021497 | 0.37275 | 1
IND_Bihar | TB | 1.68 | 0.021609 | 0.37303 | 5
IND_Bihar | TB | 1.69 | 0.021834 | 0.37394 | 10
IND_Bihar | TB | 1.7 | 0.022738 | 0.37981 | 40
IND_Bihar | TB | 1.71 | 0.022965 | 0.38063 | 10
IND_Bihar | TB | 1.73 | 0.023264 | 0.38207 | 13
IND_Bihar | TB | 1.74 | 0.023449 | 0.38259 | 8
IND_Bihar | TB | 1.75 | 0.023658 | 0.3832 | 9
IND_Bihar | TB | 1.76 | 0.023705 | 0.38331 | 2
IND_Bihar | TB | 1.77 | 0.023823 | 0.38373 | 5
IND_Bihar | TB | 1.78 | 0.023917 | 0.38407 | 4
IND_Bihar | TB | 1.81 | 0.024206 | 0.38508 | 12
IND_Bihar | TB | 1.82 | 0.024254 | 0.38619 | 2
IND_Bihar | TB | 1.83 | 0.0244 | 0.38645 | 6
IND_Bihar | TB | 1.84 | 0.024425 | 0.38648 | 1
IND_Bihar | TB | 1.85 | 0.024498 | 0.38664 | 3
IND_Bihar | TB | 1.86 | 0.024622 | 0.38694 | 5
IND_Bihar | TB | 1.87 | 0.024771 | 0.38728 | 6
IND_Bihar | TB | 1.88 | 0.024821 | 0.38748 | 2
IND_Bihar | TB | 1.9 | 0.024846 | 0.38751 | 1
IND_Bihar | TB | 1.91 | 0.024948 | 0.38775 | 4
IND_Bihar | TB | 1.92 | 0.025178 | 0.38849 | 9
IND_Bihar | TB | 1.93 | 0.025537 | 0.39047 | 14
IND_Bihar | TB | 1.94 | 0.025614 | 0.39066 | 3
IND_Bihar | TB | 1.95 | 0.025718 | 0.39136 | 4
IND_Bihar | TB | 1.96 | 0.025796 | 0.39151 | 3
IND_Bihar | TB | 1.97 | 0.026084 | 0.39249 | 11
IND_Bihar | TB | 1.98 | 0.026163 | 0.39268 | 3
IND_Bihar | TB | 1.99 | 0.026189 | 0.39272 | 1
IND_Bihar | TB | 2 | 0.026296 | 0.39292 | 4
IND_Bihar | TB | 2.01 | 0.026616 | 0.39376 | 12
IND_Bihar | TB | 2.02 | 0.026724 | 0.39457 | 4
IND_Bihar | TB | 2.03 | 0.027075 | 0.3959 | 13
IND_Bihar | TB | 2.05 | 0.027184 | 0.39609 | 4
IND_Bihar | TB | 2.06 | 0.027238 | 0.39619 | 2
IND_Bihar | TB | 2.07 | 0.027321 | 0.39644 | 3
IND_Bihar | TB | 2.08 | 0.027459 | 0.39684 | 5
IND_Bihar | TB | 2.09 | 0.027681 | 0.39726 | 8
IND_Bihar | TB | 2.1 | 0.027709 | 0.39731 | 1
IND_Bihar | TB | 2.12 | 0.027766 | 0.39748 | 2
IND_Bihar | TB | 2.13 | 0.028077 | 0.39809 | 11
IND_Bihar | TB | 2.14 | 0.028134 | 0.39818 | 2
IND_Bihar | TB | 2.15 | 0.028305 | 0.39875 | 6
IND_Bihar | TB | 2.16 | 0.028363 | 0.39899 | 2
IND_Bihar | TB | 2.17 | 0.028449 | 0.39932 | 3
IND_Bihar | TB | 2.18 | 0.028739 | 0.39998 | 10
IND_Bihar | TB | 2.19 | 0.028972 | 0.40053 | 8
IND_Bihar | TB | 2.2 | 0.029089 | 0.40089 | 4
IND_Bihar | TB | 2.21 | 0.029383 | 0.40166 | 10
IND_Bihar | TB | 2.22 | 0.02956 | 0.40214 | 6
IND_Bihar | TB | 2.23 | 0.030004 | 0.40349 | 15
IND_Bihar | TB | 2.24 | 0.030778 | 0.4065 | 26
IND_Bihar | TB | 2.25 | 0.030898 | 0.40684 | 4
IND_Bihar | TB | 2.26 | 0.031289 | 0.40962 | 13
IND_Bihar | TB | 2.27 | 0.031409 | 0.40977 | 4
IND_Bihar | TB | 2.29 | 0.03144 | 0.40979 | 1
IND_Bihar | TB | 2.3 | 0.031623 | 0.41036 | 6
IND_Bihar | TB | 2.31 | 0.031715 | 0.41064 | 3
IND_Bihar | TB | 2.32 | 0.031869 | 0.41173 | 5
IND_Bihar | TB | 2.33 | 0.032055 | 0.41206 | 6
IND_Bihar | TB | 2.34 | 0.032335 | 0.41385 | 9
IND_Bihar | TB | 2.35 | 0.032429 | 0.41579 | 3
IND_Bihar | TB | 2.36 | 0.032492 | 0.41596 | 2
IND_Bihar | TB | 2.37 | 0.032649 | 0.41638 | 5
IND_Bihar | TB | 2.38 | 0.032839 | 0.41674 | 6
IND_Bihar | TB | 2.39 | 0.032871 | 0.41735 | 1
IND_Bihar | TB | 2.4 | 0.032903 | 0.4174 | 1
IND_Bihar | TB | 2.42 | 0.033964 | 0.41915 | 33
IND_Bihar | TB | 2.43 | 0.034029 | 0.41927 | 2
IND_Bihar | TB | 2.44 | 0.035099 | 0.42134 | 33
IND_Bihar | TB | 2.45 | 0.035132 | 0.42139 | 1
IND_Bihar | TB | 2.46 | 0.035262 | 0.42185 | 4
IND_Bihar | TB | 2.47 | 0.035394 | 0.4222 | 4
IND_Bihar | TB | 2.48 | 0.03546 | 0.42229 | 2
IND_Bihar | TB | 2.49 | 0.035493 | 0.42243 | 1
IND_Bihar | TB | 2.51 | 0.035559 | 0.42256 | 2
IND_Bihar | TB | 2.53 | 0.035761 | 0.42302 | 6
IND_Bihar | TB | 2.54 | 0.035795 | 0.42304 | 1
IND_Bihar | TB | 2.55 | 0.035829 | 0.42318 | 1
IND_Bihar | TB | 2.56 | 0.035931 | 0.42335 | 3
IND_Bihar | TB | 2.57 | 0.035965 | 0.42339 | 1
IND_Bihar | TB | 2.58 | 0.036171 | 0.42391 | 6
IND_Bihar | TB | 2.59 | 0.036274 | 0.42411 | 3
IND_Bihar | TB | 2.61 | 0.036309 | 0.42411 | 1
IND_Bihar | TB | 2.62 | 0.036483 | 0.42462 | 5
IND_Bihar | TB | 2.63 | 0.037497 | 0.42829 | 29
IND_Bihar | TB | 2.64 | 0.037567 | 0.42836 | 2
IND_Bihar | TB | 2.65 | 0.037708 | 0.42953 | 4
IND_Bihar | TB | 2.67 | 0.037743 | 0.42953 | 1
IND_Bihar | TB | 2.68 | 0.037779 | 0.4296 | 1
IND_Bihar | TB | 2.69 | 0.037815 | 0.42963 | 1
IND_Bihar | TB | 2.7 | 0.037922 | 0.42992 | 3
IND_Bihar | TB | 2.71 | 0.037958 | 0.43009 | 1
IND_Bihar | TB | 2.75 | 0.037995 | 0.43012 | 1
IND_Bihar | TB | 2.76 | 0.038068 | 0.43025 | 2
IND_Bihar | TB | 2.77 | 0.038142 | 0.43096 | 2
IND_Bihar | TB | 2.78 | 0.03829 | 0.43178 | 4
IND_Bihar | TB | 2.79 | 0.038401 | 0.43193 | 3
IND_Bihar | TB | 2.8 | 0.038475 | 0.43207 | 2
IND_Bihar | TB | 2.82 | 0.038588 | 0.43288 | 3
IND_Bihar | TB | 2.83 | 0.038889 | 0.43347 | 8
IND_Bihar | TB | 2.84 | 0.038964 | 0.43365 | 2
IND_Bihar | TB | 2.85 | 0.039002 | 0.4346 | 1
IND_Bihar | TB | 2.86 | 0.039078 | 0.4347 | 2
IND_Bihar | TB | 2.87 | 0.039116 | 0.43479 | 1
IND_Bihar | TB | 2.88 | 0.039155 | 0.4348 | 1
IND_Bihar | TB | 2.89 | 0.039347 | 0.4352 | 5
IND_Bihar | TB | 2.9 | 0.039385 | 0.43524 | 1
IND_Bihar | TB | 2.91 | 0.03954 | 0.43582 | 4
IND_Bihar | TB | 2.92 | 0.039773 | 0.43794 | 6
IND_Bihar | TB | 2.93 | 0.040941 | 0.44189 | 30
IND_Bihar | TB | 2.94 | 0.04098 | 0.44198 | 1
IND_Bihar | TB | 2.95 | 0.041215 | 0.44296 | 6
IND_Bihar | TB | 2.97 | 0.041294 | 0.44313 | 2
IND_Bihar | TB | 2.98 | 0.041532 | 0.44344 | 6
IND_Bihar | TB | 2.99 | 0.041612 | 0.44357 | 2
IND_Bihar | TB | 3 | 0.041731 | 0.44389 | 3
IND_Bihar | TB | 3.02 | 0.042012 | 0.44429 | 7
IND_Bihar | TB | 3.03 | 0.042052 | 0.44438 | 1
IND_Bihar | TB | 3.04 | 0.042174 | 0.44458 | 3
IND_Bihar | TB | 3.05 | 0.042498 | 0.44512 | 8
IND_Bihar | TB | 3.06 | 0.045548 | 0.45196 | 75
IND_Bihar | TB | 3.07 | 0.045712 | 0.45305 | 4
IND_Bihar | TB | 3.08 | 0.045794 | 0.4534 | 2
IND_Bihar | TB | 3.09 | 0.045917 | 0.45357 | 3
IND_Bihar | TB | 3.1 | 0.045958 | 0.45367 | 1
IND_Bihar | TB | 3.11 | 0.045999 | 0.45368 | 1
IND_Bihar | TB | 3.12 | 0.046124 | 0.45389 | 3
IND_Bihar | TB | 3.13 | 0.046373 | 0.45418 | 6
IND_Bihar | TB | 3.14 | 0.046457 | 0.45485 | 2
IND_Bihar | TB | 3.15 | 0.046541 | 0.45535 | 2
IND_Bihar | TB | 3.16 | 0.046625 | 0.45542 | 2
IND_Bihar | TB | 3.17 | 0.046667 | 0.45546 | 1
IND_Bihar | TB | 3.18 | 0.047047 | 0.45786 | 9
IND_Bihar | TB | 3.19 | 0.047089 | 0.45794 | 1
IND_Bihar | TB | 3.2 | 0.047132 | 0.45799 | 1
IND_Bihar | TB | 3.21 | 0.048369 | 0.4618 | 29
IND_Bihar | TB | 3.22 | 0.048412 | 0.46198 | 1
IND_Bihar | TB | 3.24 | 0.048498 | 0.46209 | 2
IND_Bihar | TB | 3.25 | 0.048541 | 0.46215 | 1
IND_Bihar | TB | 3.26 | 0.048715 | 0.46246 | 4
IND_Bihar | TB | 3.28 | 0.048933 | 0.4629 | 5
IND_Bihar | TB | 3.29 | 0.049064 | 0.46313 | 3
IND_Bihar | TB | 3.31 | 0.04924 | 0.46383 | 4
IND_Bihar | TB | 3.32 | 0.049284 | 0.46392 | 1
IND_Bihar | TB | 3.34 | 0.049417 | 0.46412 | 3
IND_Bihar | TB | 3.35 | 0.049506 | 0.4643 | 2
IND_Bihar | TB | 3.36 | 0.049551 | 0.46438 | 1
IND_Bihar | TB | 3.37 | 0.049596 | 0.46447 | 1
IND_Bihar | TB | 3.38 | 0.049865 | 0.46494 | 6
IND_Bihar | TB | 3.39 | 0.049955 | 0.46535 | 2
IND_Bihar | TB | 3.4 | 0.050181 | 0.46572 | 5
IND_Bihar | TB | 3.41 | 0.051405 | 0.4683 | 27
IND_Bihar | TB | 3.42 | 0.051451 | 0.4684 | 1
IND_Bihar | TB | 3.43 | 0.051633 | 0.46879 | 4
IND_Bihar | TB | 3.46 | 0.052047 | 0.46961 | 9
IND_Bihar | TB | 3.47 | 0.052278 | 0.47067 | 5
IND_Bihar | TB | 3.48 | 0.05237 | 0.47176 | 2
IND_Bihar | TB | 3.49 | 0.052463 | 0.4719 | 2
IND_Bihar | TB | 3.5 | 0.052602 | 0.47215 | 3
IND_Bihar | TB | 3.51 | 0.052696 | 0.47253 | 2
IND_Bihar | TB | 3.53 | 0.052836 | 0.47269 | 3
IND_Bihar | TB | 3.54 | 0.052931 | 0.47284 | 2
IND_Bihar | TB | 3.55 | 0.053166 | 0.47325 | 5
IND_Bihar | TB | 3.56 | 0.053214 | 0.47334 | 1
IND_Bihar | TB | 3.57 | 0.053404 | 0.47364 | 4
IND_Bihar | TB | 3.58 | 0.053689 | 0.47411 | 6
IND_Bihar | TB | 3.6 | 0.053737 | 0.47472 | 1
IND_Bihar | TB | 3.62 | 0.053785 | 0.47475 | 1
IND_Bihar | TB | 3.63 | 0.05393 | 0.47501 | 3
IND_Bihar | TB | 3.64 | 0.053978 | 0.47507 | 1
IND_Bihar | TB | 3.65 | 0.054075 | 0.47519 | 2
IND_Bihar | TB | 3.66 | 0.054124 | 0.47524 | 1
IND_Bihar | TB | 3.67 | 0.054173 | 0.47535 | 1
IND_Bihar | TB | 3.68 | 0.05427 | 0.47553 | 2
IND_Bihar | TB | 3.69 | 0.054369 | 0.47562 | 2
IND_Bihar | TB | 3.7 | 0.054467 | 0.4758 | 2
IND_Bihar | TB | 3.71 | 0.054516 | 0.47589 | 1
IND_Bihar | TB | 3.74 | 0.054665 | 0.47609 | 3
IND_Bihar | TB | 3.76 | 0.054765 | 0.4762 | 2
IND_Bihar | TB | 3.77 | 0.054916 | 0.47715 | 3
IND_Bihar | TB | 3.78 | 0.055016 | 0.47726 | 2
IND_Bihar | TB | 3.79 | 0.055117 | 0.47735 | 2
IND_Bihar | TB | 3.8 | 0.055319 | 0.47766 | 4
IND_Bihar | TB | 3.81 | 0.055623 | 0.47819 | 6
IND_Bihar | TB | 3.83 | 0.055674 | 0.47824 | 1
IND_Bihar | TB | 3.84 | 0.055878 | 0.47856 | 4
IND_Bihar | TB | 3.86 | 0.055929 | 0.47861 | 1
IND_Bihar | TB | 3.87 | 0.055981 | 0.47867 | 1
IND_Bihar | TB | 3.88 | 0.056084 | 0.47875 | 2
IND_Bihar | TB | 3.89 | 0.056187 | 0.47887 | 2
IND_Bihar | TB | 3.9 | 0.056239 | 0.47896 | 1
IND_Bihar | TB | 3.91 | 0.056291 | 0.47957 | 1
IND_Bihar | TB | 3.93 | 0.056395 | 0.47985 | 2
IND_Bihar | TB | 3.95 | 0.056448 | 0.47996 | 1
IND_Bihar | TB | 3.96 | 0.056501 | 0.48004 | 1
IND_Bihar | TB | 3.97 | 0.056659 | 0.48032 | 3
IND_Bihar | TB | 3.98 | 0.056712 | 0.48041 | 1
IND_Bihar | TB | 3.99 | 0.056871 | 0.48114 | 3
IND_Bihar | TB | 4 | 0.056977 | 0.48184 | 2
IND_Bihar | TB | 4.02 | 0.057031 | 0.48193 | 1
IND_Bihar | TB | 4.03 | 0.057138 | 0.48213 | 2
IND_Bihar | TB | 4.04 | 0.057621 | 0.48318 | 9
IND_Bihar | TB | 4.05 | 0.057729 | 0.48335 | 2
IND_Bihar | TB | 4.06 | 0.057837 | 0.48353 | 2
IND_Bihar | TB | 4.07 | 0.058432 | 0.48443 | 11
IND_Bihar | TB | 4.08 | 0.058649 | 0.48523 | 4
IND_Bihar | TB | 4.1 | 0.058703 | 0.48532 | 1
IND_Bihar | TB | 4.13 | 0.058813 | 0.48551 | 2
IND_Bihar | TB | 4.16 | 0.058868 | 0.48553 | 1
IND_Bihar | TB | 4.17 | 0.058924 | 0.48563 | 1
IND_Bihar | TB | 4.18 | 0.05909 | 0.4869 | 3
IND_Bihar | TB | 4.19 | 0.059257 | 0.48707 | 3
IND_Bihar | TB | 4.2 | 0.059313 | 0.48715 | 1
IND_Bihar | TB | 4.21 | 0.059481 | 0.48744 | 3
IND_Bihar | TB | 4.23 | 0.059537 | 0.48752 | 1
IND_Bihar | TB | 4.24 | 0.059706 | 0.48779 | 3
IND_Bihar | TB | 4.25 | 0.059932 | 0.48896 | 4
IND_Bihar | TB | 4.26 | 0.060159 | 0.48934 | 4
IND_Bihar | TB | 4.27 | 0.060272 | 0.48949 | 2
IND_Bihar | TB | 4.3 | 0.060444 | 0.48975 | 3
IND_Bihar | TB | 4.31 | 0.060558 | 0.48992 | 2
IND_Bihar | TB | 4.34 | 0.060674 | 0.49009 | 2
IND_Bihar | TB | 4.35 | 0.060732 | 0.49014 | 1
IND_Bihar | TB | 4.36 | 0.06079 | 0.49017 | 1
IND_Bihar | TB | 4.39 | 0.060848 | 0.49022 | 1
IND_Bihar | TB | 4.41 | 0.060965 | 0.4904 | 2
IND_Bihar | TB | 4.42 | 0.061024 | 0.49101 | 1
IND_Bihar | TB | 4.43 | 0.061083 | 0.49106 | 1
IND_Bihar | TB | 4.45 | 0.061142 | 0.49112 | 1
IND_Bihar | TB | 4.46 | 0.061201 | 0.49121 | 1
IND_Bihar | TB | 4.47 | 0.061261 | 0.49182 | 1
IND_Bihar | TB | 4.48 | 0.06132 | 0.49243 | 1
IND_Bihar | TB | 4.52 | 0.06144 | 0.49261 | 2
IND_Bihar | TB | 4.53 | 0.061741 | 0.49328 | 5
IND_Bihar | TB | 4.54 | 0.061802 | 0.49337 | 1
IND_Bihar | TB | 4.55 | 0.061862 | 0.49346 | 1
IND_Bihar | TB | 4.56 | 0.062105 | 0.49365 | 4
IND_Bihar | TB | 4.57 | 0.062469 | 0.49404 | 6
IND_Bihar | TB | 4.58 | 0.062591 | 0.49422 | 2
IND_Bihar | TB | 4.59 | 0.062652 | 0.49431 | 1
IND_Bihar | TB | 4.6 | 0.062713 | 0.49439 | 1
IND_Bihar | TB | 4.61 | 0.062836 | 0.49453 | 2
IND_Bihar | TB | 4.62 | 0.063081 | 0.49484 | 4
IND_Bihar | TB | 4.63 | 0.063204 | 0.4983 | 2
IND_Bihar | TB | 4.64 | 0.063451 | 0.4997 | 4
IND_Bihar | TB | 4.66 | 0.063513 | 0.49979 | 1
IND_Bihar | TB | 4.67 | 0.063575 | 0.4999 | 1
IND_Bihar | TB | 4.68 | 0.063637 | 0.49998 | 1
IND_Bihar | TB | 4.72 | 0.063825 | 0.501 | 3
IND_Bihar | TB | 4.73 | 0.064014 | 0.50175 | 3
IND_Bihar | TB | 4.74 | 0.064077 | 0.50236 | 1
IND_Bihar | TB | 4.75 | 0.06414 | 0.50243 | 1
IND_Bihar | TB | 4.76 | 0.06433 | 0.50317 | 3
IND_Bihar | TB | 4.79 | 0.064457 | 0.50382 | 2
IND_Bihar | TB | 4.81 | 0.064521 | 0.50391 | 1
IND_Bihar | TB | 4.82 | 0.064585 | 0.504 | 1
IND_Bihar | TB | 4.84 | 0.06465 | 0.50408 | 1
IND_Bihar | TB | 4.88 | 0.064715 | 0.50415 | 1
IND_Bihar | TB | 4.92 | 0.06478 | 0.5042 | 1
IND_Bihar | TB | 4.93 | 0.064845 | 0.50425 | 1
IND_Bihar | TB | 4.95 | 0.065043 | 0.50444 | 3
IND_Bihar | TB | 4.96 | 0.065241 | 0.50463 | 3
IND_Bihar | TB | 4.98 | 0.065307 | 0.50468 | 1
IND_Bihar | TB | 5 | 0.06544 | 0.5048 | 2
IND_Bihar | TB | 5.01 | 0.065639 | 0.50506 | 3
IND_Bihar | TB | 5.03 | 0.065706 | 0.50515 | 1
IND_Bihar | TB | 5.06 | 0.065975 | 0.50747 | 4
IND_Bihar | TB | 5.07 | 0.06611 | 0.50757 | 2
IND_Bihar | TB | 5.08 | 0.06638 | 0.50846 | 4
IND_Bihar | TB | 5.09 | 0.066516 | 0.50856 | 2
IND_Bihar | TB | 5.1 | 0.066922 | 0.50908 | 6
IND_Bihar | TB | 5.11 | 0.06699 | 0.50969 | 1
IND_Bihar | TB | 5.12 | 0.067058 | 0.50978 | 1
IND_Bihar | TB | 5.13 | 0.067331 | 0.51006 | 4
IND_Bihar | TB | 5.14 | 0.068014 | 0.5109 | 10
IND_Bihar | TB | 5.15 | 0.06822 | 0.51111 | 3
IND_Bihar | TB | 5.16 | 0.068425 | 0.5119 | 3
IND_Bihar | TB | 5.17 | 0.068494 | 0.51194 | 1
IND_Bihar | TB | 5.18 | 0.068701 | 0.51216 | 3
IND_Bihar | TB | 5.19 | 0.068977 | 0.51294 | 4
IND_Bihar | TB | 5.2 | 0.069046 | 0.513 | 1
IND_Bihar | TB | 5.21 | 0.069184 | 0.51318 | 2
IND_Bihar | TB | 5.22 | 0.069531 | 0.51362 | 5
IND_Bihar | TB | 5.23 | 0.069601 | 0.51371 | 1
IND_Bihar | TB | 5.24 | 0.06974 | 0.51442 | 2
IND_Bihar | TB | 5.25 | 0.06981 | 0.51451 | 1
IND_Bihar | TB | 5.26 | 0.069949 | 0.51458 | 2
IND_Bihar | TB | 5.27 | 0.07009 | 0.5158 | 2
IND_Bihar | TB | 5.28 | 0.070581 | 0.51636 | 7
IND_Bihar | TB | 5.29 | 0.070651 | 0.51645 | 1
IND_Bihar | TB | 5.3 | 0.070792 | 0.51655 | 2
IND_Bihar | TB | 5.31 | 0.071074 | 0.51681 | 4
IND_Bihar | TB | 5.32 | 0.071287 | 0.51759 | 3
IND_Bihar | TB | 5.33 | 0.071428 | 0.51777 | 2
IND_Bihar | TB | 5.34 | 0.071783 | 0.51815 | 5
IND_Bihar | TB | 5.35 | 0.072139 | 0.51853 | 5
IND_Bihar | TB | 5.36 | 0.072352 | 0.5188 | 3
IND_Bihar | TB | 5.37 | 0.072495 | 0.52002 | 2
IND_Bihar | TB | 5.38 | 0.072567 | 0.52011 | 1
IND_Bihar | TB | 5.39 | 0.072996 | 0.5209 | 6
IND_Bihar | TB | 5.4 | 0.073427 | 0.52128 | 6
IND_Bihar | TB | 5.41 | 0.073715 | 0.52178 | 4
IND_Bihar | TB | 5.42 | 0.074435 | 0.52287 | 10
IND_Bihar | TB | 5.43 | 0.074652 | 0.52312 | 3
IND_Bihar | TB | 5.44 | 0.074869 | 0.52391 | 3
IND_Bihar | TB | 5.45 | 0.075086 | 0.52413 | 3
IND_Bihar | TB | 5.46 | 0.075667 | 0.52484 | 8
IND_Bihar | TB | 5.48 | 0.075739 | 0.52545 | 1
IND_Bihar | TB | 5.49 | 0.076177 | 0.52592 | 6
IND_Bihar | TB | 5.5 | 0.07625 | 0.526 | 1
IND_Bihar | TB | 5.51 | 0.076397 | 0.52618 | 2
IND_Bihar | TB | 5.53 | 0.076617 | 0.52645 | 3
IND_Bihar | TB | 5.54 | 0.076838 | 0.52671 | 3
IND_Bihar | TB | 5.55 | 0.076912 | 0.5268 | 1
IND_Bihar | TB | 5.56 | 0.077134 | 0.52707 | 3
IND_Bihar | TB | 5.57 | 0.077504 | 0.52747 | 5
IND_Bihar | TB | 5.58 | 0.077726 | 0.5277 | 3
IND_Bihar | TB | 5.59 | 0.078246 | 0.52946 | 7
IND_Bihar | TB | 5.61 | 0.078396 | 0.52959 | 2
IND_Bihar | TB | 5.62 | 0.078919 | 0.53031 | 7
IND_Bihar | TB | 5.63 | 0.078993 | 0.5304 | 1
IND_Bihar | TB | 5.64 | 0.079143 | 0.53068 | 2
IND_Bihar | TB | 5.65 | 0.079293 | 0.53086 | 2
IND_Bihar | TB | 5.66 | 0.079444 | 0.53099 | 2
IND_Bihar | TB | 5.67 | 0.07967 | 0.53179 | 3
IND_Bihar | TB | 5.69 | 0.079746 | 0.53189 | 1
IND_Bihar | TB | 5.7 | 0.080049 | 0.53225 | 4
IND_Bihar | TB | 5.71 | 0.080201 | 0.53234 | 2
IND_Bihar | TB | 5.72 | 0.080353 | 0.53252 | 2
IND_Bihar | TB | 5.73 | 0.080429 | 0.53313 | 1
IND_Bihar | TB | 5.74 | 0.080505 | 0.53318 | 1
IND_Bihar | TB | 5.76 | 0.080582 | 0.53379 | 1
IND_Bihar | TB | 5.77 | 0.081118 | 0.53422 | 7
IND_Bihar | TB | 5.79 | 0.081195 | 0.53427 | 1
IND_Bihar | TB | 5.81 | 0.081273 | 0.53433 | 1
IND_Bihar | TB | 5.82 | 0.081427 | 0.53444 | 2
IND_Bihar | TB | 5.83 | 0.081892 | 0.53497 | 6
IND_Bihar | TB | 5.84 | 0.08197 | 0.53506 | 1
IND_Bihar | TB | 5.85 | 0.082203 | 0.53637 | 3
IND_Bihar | TB | 5.87 | 0.082359 | 0.53707 | 2
IND_Bihar | TB | 5.9 | 0.082438 | 0.53712 | 1
IND_Bihar | TB | 5.91 | 0.082516 | 0.53715 | 1
IND_Bihar | TB | 5.93 | 0.082595 | 0.53718 | 1
IND_Bihar | TB | 5.94 | 0.082753 | 0.53826 | 2
IND_Bihar | TB | 5.95 | 0.082911 | 0.53837 | 2
IND_Bihar | TB | 5.96 | 0.08307 | 0.53931 | 2
IND_Bihar | TB | 5.98 | 0.083149 | 0.53936 | 1
IND_Bihar | TB | 6 | 0.083388 | 0.54505 | 3
IND_Bihar | TB | 6.01 | 0.083628 | 0.54534 | 3
IND_Bihar | TB | 6.02 | 0.083788 | 0.54552 | 2
IND_Bihar | TB | 6.03 | 0.08467 | 0.54702 | 11
IND_Bihar | TB | 6.05 | 0.085313 | 0.54753 | 8
IND_Bihar | TB | 6.06 | 0.085474 | 0.54771 | 2
IND_Bihar | TB | 6.12 | 0.085718 | 0.5495 | 3
IND_Bihar | TB | 6.13 | 0.085963 | 0.54966 | 3
IND_Bihar | TB | 6.16 | 0.086126 | 0.54985 | 2
IND_Bihar | TB | 6.17 | 0.08629 | 0.54997 | 2
IND_Bihar | TB | 6.18 | 0.086537 | 0.55018 | 3
IND_Bihar | TB | 6.21 | 0.086619 | 0.55026 | 1
IND_Bihar | TB | 6.22 | 0.086702 | 0.55035 | 1
IND_Bihar | TB | 6.23 | 0.086785 | 0.55045 | 1
IND_Bihar | TB | 6.26 | 0.086868 | 0.55106 | 1
IND_Bihar | TB | 6.29 | 0.086952 | 0.55115 | 1
IND_Bihar | TB | 6.3 | 0.087286 | 0.55154 | 4
IND_Bihar | TB | 6.32 | 0.087371 | 0.55158 | 1
IND_Bihar | TB | 6.33 | 0.087455 | 0.55166 | 1
IND_Bihar | TB | 6.34 | 0.087539 | 0.55171 | 1
IND_Bihar | TB | 6.37 | 0.088047 | 0.55276 | 6
IND_Bihar | TB | 6.38 | 0.088132 | 0.55278 | 1
IND_Bihar | TB | 6.42 | 0.088217 | 0.55287 | 1
IND_Bihar | TB | 6.45 | 0.088303 | 0.55296 | 1
IND_Bihar | TB | 6.46 | 0.088389 | 0.55305 | 1
IND_Bihar | TB | 6.47 | 0.088475 | 0.55366 | 1
IND_Bihar | TB | 6.49 | 0.088647 | 0.55381 | 2
IND_Bihar | TB | 6.5 | 0.088734 | 0.5539 | 1
IND_Bihar | TB | 6.52 | 0.08882 | 0.55399 | 1
IND_Bihar | TB | 6.53 | 0.088907 | 0.55494 | 1
IND_Bihar | TB | 6.54 | 0.088994 | 0.55513 | 1
IND_Bihar | TB | 6.55 | 0.089342 | 0.55538 | 4
IND_Bihar | TB | 6.57 | 0.08943 | 0.5554 | 1
IND_Bihar | TB | 6.63 | 0.089518 | 0.55547 | 1
IND_Bihar | TB | 6.65 | 0.089606 | 0.55549 | 1
IND_Bihar | TB | 6.67 | 0.089695 | 0.55558 | 1
IND_Bihar | TB | 6.68 | 0.089872 | 0.55576 | 2
IND_Bihar | TB | 6.7 | 0.09005 | 0.55593 | 2
IND_Bihar | TB | 6.73 | 0.090229 | 0.55607 | 2
IND_Bihar | TB | 6.74 | 0.090498 | 0.55629 | 3
IND_Bihar | TB | 6.75 | 0.090767 | 0.55699 | 3
IND_Bihar | TB | 6.77 | 0.090857 | 0.55702 | 1
IND_Bihar | TB | 6.78 | 0.090947 | 0.55711 | 1
IND_Bihar | TB | 6.79 | 0.091038 | 0.55714 | 1
IND_Bihar | TB | 6.8 | 0.091218 | 0.55731 | 2
IND_Bihar | TB | 6.81 | 0.091309 | 0.55734 | 1
IND_Bihar | TB | 6.82 | 0.091581 | 0.55821 | 3
IND_Bihar | TB | 6.83 | 0.091672 | 0.5584 | 1
IND_Bihar | TB | 6.84 | 0.091763 | 0.55844 | 1
IND_Bihar | TB | 6.87 | 0.091854 | 0.55853 | 1
IND_Bihar | TB | 6.9 | 0.092037 | 0.55865 | 2
IND_Bihar | TB | 7.04 | 0.092131 | 0.55867 | 1
IND_Bihar | TB | 7.05 | 0.092225 | 0.55869 | 1
IND_Bihar | TB | 7.07 | 0.092319 | 0.55878 | 1
IND_Bihar | TB | 7.11 | 0.092413 | 0.55883 | 1
IND_Bihar | TB | 7.14 | 0.092508 | 0.55884 | 1
IND_Bihar | TB | 7.15 | 0.092603 | 0.55889 | 1
IND_Bihar | TB | 7.17 | 0.092698 | 0.55898 | 1
IND_Bihar | TB | 7.18 | 0.092794 | 0.55903 | 1
IND_Bihar | TB | 7.2 | 0.092985 | 0.55986 | 2
IND_Bihar | TB | 7.21 | 0.093081 | 0.55988 | 1
IND_Bihar | TB | 7.22 | 0.093273 | 0.56061 | 2
IND_Bihar | TB | 7.23 | 0.093369 | 0.56063 | 1
IND_Bihar | TB | 7.27 | 0.093562 | 0.56071 | 2
IND_Bihar | TB | 7.29 | 0.093659 | 0.56076 | 1
IND_Bihar | TB | 7.31 | 0.093756 | 0.56293 | 1
IND_Bihar | TB | 7.34 | 0.093854 | 0.563 | 1
IND_Bihar | TB | 7.36 | 0.093952 | 0.56319 | 1
IND_Bihar | TB | 7.37 | 0.094148 | 0.56323 | 2
IND_Bihar | TB | 7.39 | 0.094246 | 0.56332 | 1
IND_Bihar | TB | 7.4 | 0.094443 | 0.56346 | 2
IND_Bihar | TB | 7.42 | 0.094541 | 0.56349 | 1
IND_Bihar | TB | 7.44 | 0.094739 | 0.5636 | 2
IND_Bihar | TB | 7.45 | 0.094838 | 0.56362 | 1
IND_Bihar | TB | 7.46 | 0.095036 | 0.56485 | 2
IND_Bihar | TB | 7.47 | 0.095235 | 0.56498 | 2
IND_Bihar | TB | 7.51 | 0.095534 | 0.56525 | 3
IND_Bihar | TB | 7.52 | 0.095634 | 0.56534 | 1
IND_Bihar | TB | 7.55 | 0.095735 | 0.56536 | 1
IND_Bihar | TB | 7.58 | 0.095835 | 0.5654 | 1
IND_Bihar | TB | 7.59 | 0.095936 | 0.56549 | 1
IND_Bihar | TB | 7.6 | 0.096138 | 0.56587 | 2
IND_Bihar | TB | 7.62 | 0.096543 | 0.56611 | 4
IND_Bihar | TB | 7.63 | 0.096746 | 0.56679 | 2
IND_Bihar | TB | 7.64 | 0.096848 | 0.56687 | 1
IND_Bihar | TB | 7.65 | 0.096949 | 0.56688 | 1
IND_Bihar | TB | 7.67 | 0.097051 | 0.56697 | 1
IND_Bihar | TB | 7.68 | 0.097154 | 0.56706 | 1
IND_Bihar | TB | 7.7 | 0.097358 | 0.56713 | 2
IND_Bihar | TB | 7.73 | 0.097461 | 0.56717 | 1
IND_Bihar | TB | 7.77 | 0.097564 | 0.56728 | 1
IND_Bihar | TB | 7.78 | 0.097874 | 0.5674 | 3
IND_Bihar | TB | 7.8 | 0.097978 | 0.56742 | 1
IND_Bihar | TB | 7.84 | 0.098082 | 0.56751 | 1
IND_Bihar | TB | 7.86 | 0.098187 | 0.56759 | 1
IND_Bihar | TB | 7.88 | 0.098396 | 0.56777 | 2
IND_Bihar | TB | 7.89 | 0.098606 | 0.56795 | 2
IND_Bihar | TB | 7.9 | 0.098816 | 0.56806 | 2
IND_Bihar | TB | 7.93 | 0.098921 | 0.56808 | 1
IND_Bihar | TB | 7.94 | 0.099133 | 0.5682 | 2
IND_Bihar | TB | 7.96 | 0.099344 | 0.56832 | 2
IND_Bihar | TB | 7.99 | 0.099557 | 0.56849 | 2
IND_Bihar | TB | 8.03 | 0.099663 | 0.56859 | 1
IND_Bihar | TB | 8.04 | 0.09977 | 0.56863 | 1
IND_Bihar | TB | 8.06 | 0.099984 | 0.56868 | 2
IND_Bihar | TB | 8.07 | 0.10009 | 0.56874 | 1
IND_Bihar | TB | 8.08 | 0.1002 | 0.56885 | 1
IND_Bihar | TB | 8.12 | 0.10031 | 0.56891 | 1
IND_Bihar | TB | 8.17 | 0.10052 | 0.56903 | 2
IND_Bihar | TB | 8.18 | 0.10063 | 0.56904 | 1
IND_Bihar | TB | 8.19 | 0.10074 | 0.56906 | 1
IND_Bihar | TB | 8.22 | 0.10085 | 0.56908 | 1
IND_Bihar | TB | 8.26 | 0.10096 | 0.5691 | 1
IND_Bihar | TB | 8.32 | 0.10107 | 0.56919 | 1
IND_Bihar | TB | 8.33 | 0.10129 | 0.56931 | 2
IND_Bihar | TB | 8.34 | 0.1014 | 0.57026 | 1
IND_Bihar | TB | 8.42 | 0.10152 | 0.57035 | 1
IND_Bihar | TB | 8.43 | 0.10163 | 0.57046 | 1
IND_Bihar | TB | 8.44 | 0.10174 | 0.57052 | 1
IND_Bihar | TB | 8.45 | 0.10196 | 0.5708 | 2
IND_Bihar | TB | 8.5 | 0.10208 | 0.57081 | 1
IND_Bihar | TB | 8.51 | 0.10219 | 0.57094 | 1
IND_Bihar | TB | 8.53 | 0.1023 | 0.57099 | 1
IND_Bihar | TB | 8.6 | 0.10265 | 0.5711 | 3
IND_Bihar | TB | 8.61 | 0.10276 | 0.57114 | 1
IND_Bihar | TB | 8.63 | 0.10345 | 0.62909 | 6
IND_Bihar | TB | 8.7 | 0.10357 | 0.62915 | 1
IND_Bihar | TB | 8.72 | 0.10403 | 0.62944 | 4
IND_Bihar | TB | 8.73 | 0.10414 | 0.62945 | 1
IND_Bihar | TB | 8.74 | 0.10426 | 0.62956 | 1
IND_Bihar | TB | 8.76 | 0.10449 | 0.6297 | 2
IND_Bihar | TB | 8.79 | 0.10461 | 0.62979 | 1
IND_Bihar | TB | 8.84 | 0.10473 | 0.62987 | 1
IND_Bihar | TB | 8.85 | 0.10485 | 0.62989 | 1
IND_Bihar | TB | 8.9 | 0.10496 | 0.62998 | 1
IND_Bihar | TB | 8.93 | 0.10508 | 0.63005 | 1
IND_Bihar | TB | 8.94 | 0.10544 | 0.63032 | 3
IND_Bihar | TB | 8.96 | 0.1058 | 0.63052 | 3
IND_Bihar | TB | 9.03 | 0.10592 | 0.63063 | 1
IND_Bihar | TB | 9.06 | 0.10616 | 0.63072 | 2
IND_Bihar | TB | 9.08 | 0.10628 | 0.63075 | 1
IND_Bihar | TB | 9.14 | 0.1064 | 0.63077 | 1
IND_Bihar | TB | 9.15 | 0.10652 | 0.63079 | 1
IND_Bihar | TB | 9.18 | 0.10664 | 0.63087 | 1
IND_Bihar | TB | 9.22 | 0.10701 | 0.63093 | 3
IND_Bihar | TB | 9.28 | 0.10738 | 0.63101 | 3
IND_Bihar | TB | 9.29 | 0.108 | 0.63145 | 5
IND_Bihar | TB | 9.3 | 0.10825 | 0.63178 | 2
IND_Bihar | TB | 9.31 | 0.10849 | 0.63195 | 2
IND_Bihar | TB | 9.32 | 0.10862 | 0.63198 | 1
IND_Bihar | TB | 9.33 | 0.10874 | 0.632 | 1
IND_Bihar | TB | 9.34 | 0.10887 | 0.6321 | 1
IND_Bihar | TB | 9.35 | 0.10899 | 0.63212 | 1
IND_Bihar | TB | 9.36 | 0.10911 | 0.63223 | 1
IND_Bihar | TB | 9.37 | 0.10924 | 0.63225 | 1
IND_Bihar | TB | 9.39 | 0.10936 | 0.63234 | 1
IND_Bihar | TB | 9.45 | 0.10974 | 0.63241 | 3
IND_Bihar | TB | 9.48 | 0.10999 | 0.63256 | 2
IND_Bihar | TB | 9.51 | 0.11012 | 0.63265 | 1
IND_Bihar | TB | 9.52 | 0.1105 | 0.63288 | 3
IND_Bihar | TB | 9.54 | 0.11062 | 0.63291 | 1
IND_Bihar | TB | 9.55 | 0.11075 | 0.63295 | 1
IND_Bihar | TB | 9.56 | 0.11088 | 0.63298 | 1
IND_Bihar | TB | 9.61 | 0.11101 | 0.63307 | 1
IND_Bihar | TB | 9.63 | 0.11113 | 0.63308 | 1
IND_Bihar | TB | 9.65 | 0.11126 | 0.63316 | 1
IND_Bihar | TB | 9.73 | 0.11139 | 0.63318 | 1
IND_Bihar | TB | 9.74 | 0.11152 | 0.6332 | 1
IND_Bihar | TB | 9.76 | 0.11178 | 0.63325 | 2
IND_Bihar | TB | 9.77 | 0.11204 | 0.63342 | 2
IND_Bihar | TB | 9.8 | 0.11217 | 0.63345 | 1
IND_Bihar | TB | 9.85 | 0.1123 | 0.63348 | 1
IND_Bihar | TB | 9.87 | 0.11243 | 0.63357 | 1
IND_Bihar | TB | 9.97 | 0.11257 | 0.6336 | 1
IND_Bihar | TB | 10.01 | 0.1127 | 0.63363 | 1
IND_Bihar | TB | 10.06 | 0.11297 | 0.63371 | 2
IND_Bihar | TB | 10.09 | 0.1131 | 0.63376 | 1
IND_Bihar | TB | 10.13 | 0.11323 | 0.6338 | 1
IND_Bihar | TB | 10.15 | 0.11337 | 0.63382 | 1
IND_Bihar | TB | 10.17 | 0.11351 | 0.63391 | 1
IND_Bihar | TB | 10.2 | 0.11391 | 0.63399 | 3
IND_Bihar | TB | 10.3 | 0.11432 | 0.63428 | 3
IND_Bihar | TB | 10.32 | 0.11446 | 0.63431 | 1
IND_Bihar | TB | 10.34 | 0.1146 | 0.63433 | 1
IND_Bihar | TB | 10.36 | 0.11473 | 0.63435 | 1
IND_Bihar | TB | 10.38 | 0.11487 | 0.6344 | 1
IND_Bihar | TB | 10.55 | 0.11501 | 0.63443 | 1
IND_Bihar | TB | 10.57 | 0.11515 | 0.63446 | 1
IND_Bihar | TB | 10.61 | 0.11529 | 0.63449 | 1
IND_Bihar | TB | 10.62 | 0.11544 | 0.63454 | 1
IND_Bihar | TB | 10.64 | 0.11558 | 0.63457 | 1
IND_Bihar | TB | 10.66 | 0.11572 | 0.63459 | 1
IND_Bihar | TB | 10.68 | 0.116 | 0.63468 | 2
IND_Bihar | TB | 10.69 | 0.11629 | 0.63474 | 2
IND_Bihar | TB | 10.7 | 0.11643 | 0.63478 | 1
IND_Bihar | TB | 10.72 | 0.11657 | 0.6348 | 1
IND_Bihar | TB | 10.74 | 0.11686 | 0.63487 | 2
IND_Bihar | TB | 10.78 | 0.117 | 0.63489 | 1
IND_Bihar | TB | 10.79 | 0.11714 | 0.63495 | 1
IND_Bihar | TB | 10.82 | 0.11743 | 0.63501 | 2
IND_Bihar | TB | 10.88 | 0.11758 | 0.63504 | 1
IND_Bihar | TB | 10.89 | 0.11772 | 0.63506 | 1
IND_Bihar | TB | 10.9 | 0.11801 | 0.6351 | 2
IND_Bihar | TB | 10.92 | 0.11816 | 0.63614 | 1
IND_Bihar | TB | 10.93 | 0.1183 | 0.63616 | 1
IND_Bihar | TB | 10.97 | 0.11859 | 0.63624 | 2
IND_Bihar | TB | 11.02 | 0.11874 | 0.63627 | 1
IND_Bihar | TB | 11.03 | 0.11889 | 0.63629 | 1
IND_Bihar | TB | 11.05 | 0.11903 | 0.63633 | 1
IND_Bihar | TB | 11.07 | 0.11918 | 0.63635 | 1
IND_Bihar | TB | 11.15 | 0.11948 | 0.6364 | 2
IND_Bihar | TB | 11.18 | 0.11962 | 0.63642 | 1
IND_Bihar | TB | 11.2 | 0.11977 | 0.63645 | 1
IND_Bihar | TB | 11.22 | 0.12007 | 0.6365 | 2
IND_Bihar | TB | 11.24 | 0.12022 | 0.63659 | 1
IND_Bihar | TB | 11.35 | 0.12037 | 0.63661 | 1
IND_Bihar | TB | 11.43 | 0.12052 | 0.63665 | 1
IND_Bihar | TB | 11.46 | 0.12068 | 0.63671 | 1
IND_Bihar | TB | 11.48 | 0.12083 | 0.63673 | 1
IND_Bihar | TB | 11.49 | 0.12098 | 0.63678 | 1
IND_Bihar | TB | 11.51 | 0.12113 | 0.63682 | 1
IND_Bihar | TB | 11.6 | 0.12129 | 0.63684 | 1
IND_Bihar | TB | 11.63 | 0.12144 | 0.63695 | 1
IND_Bihar | TB | 11.66 | 0.1216 | 0.63695 | 1
IND_Bihar | TB | 11.68 | 0.12175 | 0.637 | 1
IND_Bihar | TB | 11.7 | 0.12191 | 0.63703 | 1
IND_Bihar | TB | 11.75 | 0.12207 | 0.63704 | 1
IND_Bihar | TB | 11.76 | 0.12222 | 0.63706 | 1
IND_Bihar | TB | 11.79 | 0.12254 | 0.63711 | 2
IND_Bihar | TB | 11.88 | 0.12269 | 0.63722 | 1
IND_Bihar | TB | 11.89 | 0.12285 | 0.63724 | 1
IND_Bihar | TB | 11.96 | 0.12301 | 0.63726 | 1
IND_Bihar | TB | 12.03 | 0.12333 | 0.63732 | 2
IND_Bihar | TB | 12.04 | 0.12349 | 0.63734 | 1
IND_Bihar | TB | 12.06 | 0.12445 | 0.63767 | 6
IND_Bihar | TB | 12.07 | 0.12493 | 0.63781 | 3
IND_Bihar | TB | 12.09 | 0.12509 | 0.63924 | 1
IND_Bihar | TB | 12.11 | 0.12606 | 0.63952 | 6
IND_Bihar | TB | 12.15 | 0.12622 | 0.63955 | 1
IND_Bihar | TB | 12.16 | 0.12638 | 0.63956 | 1
IND_Bihar | TB | 12.17 | 0.12654 | 0.63959 | 1
IND_Bihar | TB | 12.2 | 0.12671 | 0.63961 | 1
IND_Bihar | TB | 12.24 | 0.12703 | 0.63965 | 2
IND_Bihar | TB | 12.27 | 0.12736 | 0.63983 | 2
IND_Bihar | TB | 12.29 | 0.12768 | 0.64006 | 2
IND_Bihar | TB | 12.32 | 0.12785 | 0.64007 | 1
IND_Bihar | TB | 12.33 | 0.12801 | 0.64009 | 1
IND_Bihar | TB | 12.39 | 0.12818 | 0.64048 | 1
IND_Bihar | TB | 12.42 | 0.12834 | 0.6405 | 1
IND_Bihar | TB | 12.45 | 0.12851 | 0.64052 | 1
IND_Bihar | TB | 12.46 | 0.12867 | 0.64054 | 1
IND_Bihar | TB | 12.48 | 0.12884 | 0.64058 | 1
IND_Bihar | TB | 12.49 | 0.12901 | 0.6406 | 1
IND_Bihar | TB | 12.5 | 0.12917 | 0.64062 | 1
IND_Bihar | TB | 12.52 | 0.12934 | 0.64064 | 1
IND_Bihar | TB | 12.53 | 0.1295 | 0.64067 | 1
IND_Bihar | TB | 12.58 | 0.13051 | 0.64092 | 6
IND_Bihar | TB | 12.6 | 0.13068 | 0.64102 | 1
IND_Bihar | TB | 12.61 | 0.13084 | 0.64106 | 1
IND_Bihar | TB | 12.62 | 0.13101 | 0.64107 | 1
IND_Bihar | TB | 12.66 | 0.13118 | 0.64109 | 1
IND_Bihar | TB | 12.67 | 0.13168 | 0.64124 | 3
IND_Bihar | TB | 12.71 | 0.13185 | 0.64128 | 1
IND_Bihar | TB | 12.72 | 0.13202 | 0.64132 | 1
IND_Bihar | TB | 12.73 | 0.13219 | 0.64136 | 1
IND_Bihar | TB | 12.77 | 0.13236 | 0.64139 | 1
IND_Bihar | TB | 12.8 | 0.13253 | 0.64143 | 1
IND_Bihar | TB | 12.81 | 0.1327 | 0.64145 | 1
IND_Bihar | TB | 12.82 | 0.13287 | 0.64149 | 1
IND_Bihar | TB | 12.83 | 0.13321 | 0.64153 | 2
IND_Bihar | TB | 12.86 | 0.13338 | 0.64155 | 1
IND_Bihar | TB | 12.9 | 0.13356 | 0.64162 | 1
IND_Bihar | TB | 12.91 | 0.13373 | 0.64164 | 1
IND_Bihar | TB | 12.94 | 0.1339 | 0.64168 | 1
IND_Bihar | TB | 12.99 | 0.13442 | 0.64176 | 3
IND_Bihar | TB | 13 | 0.13459 | 0.64179 | 1
IND_Bihar | TB | 13.02 | 0.13476 | 0.64181 | 1
IND_Bihar | TB | 13.06 | 0.13511 | 0.64192 | 2
IND_Bihar | TB | 13.08 | 0.13528 | 0.64192 | 1
IND_Bihar | TB | 13.09 | 0.13546 | 0.64195 | 1
IND_Bihar | TB | 13.13 | 0.13563 | 0.642 | 1
IND_Bihar | TB | 13.14 | 0.13581 | 0.64202 | 1
IND_Bihar | TB | 13.15 | 0.13616 | 0.6421 | 2
IND_Bihar | TB | 13.16 | 0.13651 | 0.64642 | 2
IND_Bihar | TB | 13.2 | 0.13703 | 0.64647 | 3
IND_Bihar | TB | 13.21 | 0.13721 | 0.64653 | 1
IND_Bihar | TB | 13.22 | 0.13738 | 0.64655 | 1
IND_Bihar | TB | 13.23 | 0.13756 | 0.6466 | 1
IND_Bihar | TB | 13.28 | 0.13774 | 0.64665 | 1
IND_Bihar | TB | 13.29 | 0.13809 | 0.6472 | 2
IND_Bihar | TB | 13.32 | 0.13827 | 0.64723 | 1
IND_Bihar | TB | 13.36 | 0.13844 | 0.64726 | 1
IND_Bihar | TB | 13.38 | 0.13862 | 0.64729 | 1
IND_Bihar | TB | 13.42 | 0.13898 | 0.64733 | 2
IND_Bihar | TB | 13.45 | 0.13916 | 0.64735 | 1
IND_Bihar | TB | 13.52 | 0.13934 | 0.64738 | 1
IND_Bihar | TB | 13.53 | 0.1397 | 0.64742 | 2
IND_Bihar | TB | 13.55 | 0.13988 | 0.64746 | 1
IND_Bihar | TB | 13.56 | 0.14024 | 0.6475 | 2
IND_Bihar | TB | 13.59 | 0.1406 | 0.64765 | 2
IND_Bihar | TB | 13.62 | 0.14078 | 0.64776 | 1
IND_Bihar | TB | 13.64 | 0.14096 | 0.64778 | 1
IND_Bihar | TB | 13.66 | 0.14114 | 0.64789 | 1
IND_Bihar | TB | 13.68 | 0.14132 | 0.64791 | 1
IND_Bihar | TB | 13.69 | 0.14169 | 0.64795 | 2
IND_Bihar | TB | 13.77 | 0.14205 | 0.64835 | 2
IND_Bihar | TB | 13.78 | 0.14297 | 0.64855 | 5
IND_Bihar | TB | 13.79 | 0.14315 | 0.64857 | 1
IND_Bihar | TB | 13.8 | 0.14334 | 0.6486 | 1
IND_Bihar | TB | 13.82 | 0.14352 | 0.64863 | 1
IND_Bihar | TB | 13.84 | 0.1437 | 0.64865 | 1
IND_Bihar | TB | 13.85 | 0.14389 | 0.64867 | 1
IND_Bihar | TB | 13.86 | 0.14426 | 0.64875 | 2
IND_Bihar | TB | 13.88 | 0.14444 | 0.64876 | 1
IND_Bihar | TB | 13.9 | 0.14481 | 0.64878 | 2
IND_Bihar | TB | 13.91 | 0.145 | 0.64884 | 1
IND_Bihar | TB | 13.93 | 0.14518 | 0.64885 | 1
IND_Bihar | TB | 14.01 | 0.14537 | 0.64887 | 1
IND_Bihar | TB | 14.05 | 0.14555 | 0.64892 | 1
IND_Bihar | TB | 14.06 | 0.14593 | 0.64898 | 2
IND_Bihar | TB | 14.07 | 0.14611 | 0.64904 | 1
IND_Bihar | TB | 14.09 | 0.1463 | 0.64906 | 1
IND_Bihar | TB | 14.1 | 0.14649 | 0.64925 | 1
IND_Bihar | TB | 14.12 | 0.14686 | 0.64943 | 2
IND_Bihar | TB | 14.13 | 0.14705 | 0.64945 | 1
IND_Bihar | TB | 14.14 | 0.14724 | 0.64951 | 1
IND_Bihar | TB | 14.15 | 0.14743 | 0.64954 | 1
IND_Bihar | TB | 14.25 | 0.14762 | 0.64957 | 1
IND_Bihar | TB | 14.28 | 0.14819 | 0.64961 | 3
IND_Bihar | TB | 14.29 | 0.14857 | 0.64966 | 2
IND_Bihar | TB | 14.31 | 0.14914 | 0.65153 | 3
IND_Bihar | TB | 14.34 | 0.14933 | 0.65156 | 1
IND_Bihar | TB | 14.35 | 0.14952 | 0.65157 | 1
IND_Bihar | TB | 14.36 | 0.15009 | 0.65175 | 3
IND_Bihar | TB | 14.48 | 0.15028 | 0.65179 | 1
IND_Bihar | TB | 14.49 | 0.15048 | 0.65182 | 1
IND_Bihar | TB | 14.51 | 0.15086 | 0.65188 | 2
IND_Bihar | TB | 14.52 | 0.15144 | 0.65194 | 3
IND_Bihar | TB | 14.53 | 0.15202 | 0.65198 | 3
IND_Bihar | TB | 14.54 | 0.15221 | 0.65201 | 1
IND_Bihar | TB | 14.55 | 0.15241 | 0.65344 | 1
IND_Bihar | TB | 14.56 | 0.1526 | 0.65359 | 1
IND_Bihar | TB | 14.59 | 0.1528 | 0.6536 | 1
IND_Bihar | TB | 14.65 | 0.15299 | 0.65365 | 1
IND_Bihar | TB | 14.67 | 0.15319 | 0.65368 | 1
IND_Bihar | TB | 14.68 | 0.15358 | 0.65373 | 2
IND_Bihar | TB | 14.69 | 0.15377 | 0.65376 | 1
IND_Bihar | TB | 14.7 | 0.15397 | 0.65418 | 1
IND_Bihar | TB | 14.71 | 0.15436 | 0.65427 | 2
IND_Bihar | TB | 14.73 | 0.15455 | 0.6543 | 1
IND_Bihar | TB | 14.75 | 0.15475 | 0.65471 | 1
IND_Bihar | TB | 14.77 | 0.15495 | 0.65477 | 1
IND_Bihar | TB | 14.78 | 0.15514 | 0.65479 | 1
IND_Bihar | TB | 14.81 | 0.15534 | 0.65482 | 1
IND_Bihar | TB | 14.84 | 0.15554 | 0.65485 | 1
IND_Bihar | TB | 14.85 | 0.15573 | 0.65487 | 1
IND_Bihar | TB | 14.88 | 0.15593 | 0.65491 | 1
IND_Bihar | TB | 14.89 | 0.15633 | 0.65496 | 2
IND_Bihar | TB | 14.91 | 0.15652 | 0.65501 | 1
IND_Bihar | TB | 14.99 | 0.15672 | 0.65504 | 1
IND_Bihar | TB | 15.01 | 0.15692 | 0.65509 | 1
IND_Bihar | TB | 15.04 | 0.15712 | 0.6551 | 1
IND_Bihar | TB | 15.05 | 0.15752 | 0.65549 | 2
IND_Bihar | TB | 15.07 | 0.15873 | 0.65573 | 6
IND_Bihar | TB | 15.09 | 0.15913 | 0.65581 | 2
IND_Bihar | TB | 15.1 | 0.15933 | 0.65585 | 1
IND_Bihar | TB | 15.12 | 0.15953 | 0.65587 | 1
IND_Bihar | TB | 15.14 | 0.15993 | 0.65593 | 2
IND_Bihar | TB | 15.15 | 0.16013 | 0.65595 | 1
IND_Bihar | TB | 15.16 | 0.16033 | 0.65605 | 1
IND_Bihar | TB | 15.19 | 0.16074 | 0.6561 | 2
IND_Bihar | TB | 15.23 | 0.16094 | 0.65611 | 1
IND_Bihar | TB | 15.27 | 0.16114 | 0.65614 | 1
IND_Bihar | TB | 15.29 | 0.16135 | 0.65615 | 1
IND_Bihar | TB | 15.31 | 0.16196 | 0.65622 | 3
IND_Bihar | TB | 15.36 | 0.16216 | 0.65624 | 1
IND_Bihar | TB | 15.41 | 0.16237 | 0.65626 | 1
IND_Bihar | TB | 15.42 | 0.16257 | 0.65628 | 1
IND_Bihar | TB | 15.43 | 0.16278 | 0.65631 | 1
IND_Bihar | TB | 15.47 | 0.16298 | 0.65637 | 1
IND_Bihar | TB | 15.48 | 0.16319 | 0.65639 | 1
IND_Bihar | TB | 15.53 | 0.16339 | 0.65701 | 1
IND_Bihar | TB | 15.54 | 0.16773 | 0.65798 | 21
IND_Bihar | TB | 15.59 | 0.16794 | 0.658 | 1
IND_Bihar | TB | 15.6 | 0.16815 | 0.65802 | 1
IND_Bihar | TB | 15.61 | 0.16835 | 0.65804 | 1
IND_Bihar | TB | 15.65 | 0.16856 | 0.65807 | 1
IND_Bihar | TB | 15.69 | 0.16877 | 0.65813 | 1
IND_Bihar | TB | 15.73 | 0.16898 | 0.65818 | 1
IND_Bihar | TB | 15.74 | 0.16919 | 0.65821 | 1
IND_Bihar | TB | 15.8 | 0.1694 | 0.65824 | 1
IND_Bihar | TB | 15.85 | 0.16961 | 0.65828 | 1
IND_Bihar | TB | 15.86 | 0.16982 | 0.6583 | 1
IND_Bihar | TB | 15.89 | 0.17003 | 0.65834 | 1
IND_Bihar | TB | 15.9 | 0.17045 | 0.65838 | 2
IND_Bihar | TB | 15.91 | 0.17172 | 0.65864 | 6
IND_Bihar | TB | 15.92 | 0.17193 | 0.65866 | 1
IND_Bihar | TB | 15.94 | 0.17236 | 0.65872 | 2
IND_Bihar | TB | 16 | 0.17257 | 0.65874 | 1
IND_Bihar | TB | 16.06 | 0.173 | 0.65879 | 2
IND_Bihar | TB | 16.1 | 0.17321 | 0.65881 | 1
IND_Bihar | TB | 16.12 | 0.17364 | 0.65886 | 2
IND_Bihar | TB | 16.17 | 0.17385 | 0.65888 | 1
IND_Bihar | TB | 16.19 | 0.17428 | 0.65894 | 2
IND_Bihar | TB | 16.21 | 0.1745 | 0.65896 | 1
IND_Bihar | TB | 16.22 | 0.17472 | 0.659 | 1
IND_Bihar | TB | 16.24 | 0.17493 | 0.65902 | 1
IND_Bihar | TB | 16.28 | 0.17515 | 0.65905 | 1
IND_Bihar | TB | 16.3 | 0.17558 | 0.65911 | 2
IND_Bihar | TB | 16.32 | 0.1758 | 0.65913 | 1
IND_Bihar | TB | 16.35 | 0.17602 | 0.65916 | 1
IND_Bihar | TB | 16.38 | 0.17667 | 0.65942 | 3
IND_Bihar | TB | 16.4 | 0.1771 | 0.65948 | 2
IND_Bihar | TB | 16.41 | 0.17732 | 0.6595 | 1
IND_Bihar | TB | 16.44 | 0.17754 | 0.65953 | 1
IND_Bihar | TB | 16.47 | 0.17776 | 0.65955 | 1
IND_Bihar | TB | 16.5 | 0.17908 | 0.66045 | 6
IND_Bihar | TB | 16.51 | 0.1793 | 0.66049 | 1
IND_Bihar | TB | 16.52 | 0.17952 | 0.66051 | 1
IND_Bihar | TB | 16.53 | 0.18017 | 0.66063 | 3
IND_Bihar | TB | 16.54 | 0.18039 | 0.66064 | 1
IND_Bihar | TB | 16.55 | 0.18061 | 0.66066 | 1
IND_Bihar | TB | 16.61 | 0.18106 | 0.66132 | 2
IND_Bihar | TB | 16.62 | 0.18128 | 0.66134 | 1
IND_Bihar | TB | 16.65 | 0.1815 | 0.66137 | 1
IND_Bihar | TB | 16.67 | 0.18172 | 0.66139 | 1
IND_Bihar | TB | 16.69 | 0.18194 | 0.66141 | 1
IND_Bihar | TB | 16.72 | 0.18216 | 0.66143 | 1
IND_Bihar | TB | 16.74 | 0.18283 | 0.66165 | 3
IND_Bihar | TB | 16.78 | 0.18305 | 0.66168 | 1
IND_Bihar | TB | 16.79 | 0.18328 | 0.66172 | 1
IND_Bihar | TB | 16.83 | 0.18372 | 0.66177 | 2
IND_Bihar | TB | 16.84 | 0.18395 | 0.6618 | 1
IND_Bihar | TB | 16.87 | 0.18417 | 0.66183 | 1
IND_Bihar | TB | 16.9 | 0.1844 | 0.66185 | 1
IND_Bihar | TB | 16.94 | 0.18485 | 0.66194 | 2
IND_Bihar | TB | 16.95 | 0.18507 | 0.66205 | 1
IND_Bihar | TB | 16.96 | 0.1853 | 0.66207 | 1
IND_Bihar | TB | 16.97 | 0.18552 | 0.66209 | 1
IND_Bihar | TB | 17.01 | 0.18575 | 0.66211 | 1
IND_Bihar | TB | 17.02 | 0.18598 | 0.66213 | 1
IND_Bihar | TB | 17.07 | 0.1862 | 0.66216 | 1
IND_Bihar | TB | 17.09 | 0.18666 | 0.66219 | 2
IND_Bihar | TB | 17.12 | 0.18689 | 0.66223 | 1
IND_Bihar | TB | 17.13 | 0.18711 | 0.66226 | 1
IND_Bihar | TB | 17.14 | 0.1878 | 0.66241 | 3
IND_Bihar | TB | 17.15 | 0.18825 | 0.66245 | 2
IND_Bihar | TB | 17.16 | 0.18848 | 0.66247 | 1
IND_Bihar | TB | 17.18 | 0.18871 | 0.66249 | 1
IND_Bihar | TB | 17.19 | 0.18894 | 0.66253 | 1
IND_Bihar | TB | 17.23 | 0.1894 | 0.6626 | 2
IND_Bihar | TB | 17.24 | 0.18962 | 0.66262 | 1
IND_Bihar | TB | 17.26 | 0.18985 | 0.66263 | 1
IND_Bihar | TB | 17.28 | 0.19077 | 0.66277 | 4
IND_Bihar | TB | 17.32 | 0.191 | 0.66282 | 1
IND_Bihar | TB | 17.33 | 0.19123 | 0.66284 | 1
IND_Bihar | TB | 17.34 | 0.19146 | 0.66288 | 1
IND_Bihar | TB | 17.35 | 0.19169 | 0.66291 | 1
IND_Bihar | TB | 17.39 | 0.19193 | 0.66297 | 1
IND_Bihar | TB | 17.41 | 0.19216 | 0.66299 | 1
IND_Bihar | TB | 17.44 | 0.19239 | 0.66305 | 1
IND_Bihar | TB | 17.45 | 0.19378 | 0.66347 | 6
IND_Bihar | TB | 17.52 | 0.19401 | 0.66351 | 1
IND_Bihar | TB | 17.53 | 0.19425 | 0.66353 | 1
IND_Bihar | TB | 17.54 | 0.19495 | 0.66366 | 3
IND_Bihar | TB | 17.55 | 0.19541 | 0.66379 | 2
IND_Bihar | TB | 17.56 | 0.19565 | 0.66379 | 1
IND_Bihar | TB | 17.59 | 0.19588 | 0.66383 | 1
IND_Bihar | TB | 17.61 | 0.19611 | 0.66384 | 1
IND_Bihar | TB | 17.64 | 0.19635 | 0.66386 | 1
IND_Bihar | TB | 17.65 | 0.19822 | 0.66424 | 8
IND_Bihar | TB | 17.71 | 0.1987 | 0.66434 | 2
IND_Bihar | TB | 17.72 | 0.19893 | 0.66435 | 1
IND_Bihar | TB | 17.73 | 0.19917 | 0.66444 | 1
IND_Bihar | TB | 17.75 | 0.1994 | 0.66449 | 1
IND_Bihar | TB | 17.76 | 0.19964 | 0.66453 | 1
IND_Bihar | TB | 17.81 | 0.19988 | 0.66457 | 1
IND_Bihar | TB | 17.83 | 0.20082 | 0.66644 | 4
IND_Bihar | TB | 17.85 | 0.20106 | 0.66655 | 1
IND_Bihar | TB | 17.88 | 0.20225 | 0.66869 | 5
IND_Bihar | TB | 17.9 | 0.20249 | 0.66871 | 1
IND_Bihar | TB | 17.93 | 0.20273 | 0.66878 | 1
IND_Bihar | TB | 17.98 | 0.20392 | 0.66922 | 5
IND_Bihar | TB | 18 | 0.20416 | 0.66928 | 1
IND_Bihar | TB | 18.01 | 0.2044 | 0.66929 | 1
IND_Bihar | TB | 18.04 | 0.20464 | 0.66932 | 1
IND_Bihar | TB | 18.05 | 0.20488 | 0.66943 | 1
IND_Bihar | TB | 18.11 | 0.20584 | 0.66954 | 4
IND_Bihar | TB | 18.12 | 0.20608 | 0.66956 | 1
IND_Bihar | TB | 18.13 | 0.20632 | 0.66959 | 1
IND_Bihar | TB | 18.16 | 0.20656 | 0.66962 | 1
IND_Bihar | TB | 18.17 | 0.20681 | 0.66975 | 1
IND_Bihar | TB | 18.23 | 0.20705 | 0.66978 | 1
IND_Bihar | TB | 18.26 | 0.20802 | 0.66987 | 4
IND_Bihar | TB | 18.27 | 0.20826 | 0.67099 | 1
IND_Bihar | TB | 18.28 | 0.2085 | 0.67105 | 1
IND_Bihar | TB | 18.34 | 0.2107 | 0.67123 | 9
IND_Bihar | TB | 18.36 | 0.21094 | 0.67126 | 1
IND_Bihar | TB | 18.37 | 0.21119 | 0.67132 | 1
IND_Bihar | TB | 18.4 | 0.21143 | 0.67133 | 1
IND_Bihar | TB | 18.45 | 0.21168 | 0.67135 | 1
IND_Bihar | TB | 18.46 | 0.21192 | 0.67141 | 1
IND_Bihar | TB | 18.48 | 0.21217 | 0.67144 | 1
IND_Bihar | TB | 18.51 | 0.21241 | 0.67146 | 1
IND_Bihar | TB | 18.53 | 0.21266 | 0.6715 | 1
IND_Bihar | TB | 18.56 | 0.21291 | 0.67152 | 1
IND_Bihar | TB | 18.59 | 0.21315 | 0.67154 | 1
IND_Bihar | TB | 18.63 | 0.2134 | 0.67158 | 1
IND_Bihar | TB | 18.64 | 0.21365 | 0.67162 | 1
IND_Bihar | TB | 18.67 | 0.21415 | 0.67179 | 2
IND_Bihar | TB | 18.69 | 0.21464 | 0.67876 | 2
IND_Bihar | TB | 18.7 | 0.21489 | 0.67877 | 1
IND_Bihar | TB | 18.74 | 0.21514 | 0.67881 | 1
IND_Bihar | TB | 18.75 | 0.21564 | 0.67888 | 2
IND_Bihar | TB | 18.78 | 0.21614 | 0.67893 | 2
IND_Bihar | TB | 18.79 | 0.21689 | 0.67902 | 3
IND_Bihar | TB | 18.81 | 0.21789 | 0.67988 | 4
IND_Bihar | TB | 18.91 | 0.21814 | 0.67994 | 1
IND_Bihar | TB | 18.93 | 0.21864 | 0.68006 | 2
IND_Bihar | TB | 18.94 | 0.21889 | 0.6801 | 1
IND_Bihar | TB | 18.97 | 0.21915 | 0.68015 | 1
IND_Bihar | TB | 18.98 | 0.21965 | 0.68023 | 2
IND_Bihar | TB | 18.99 | 0.2199 | 0.68029 | 1
IND_Bihar | TB | 19 | 0.22016 | 0.68031 | 1
IND_Bihar | TB | 19.05 | 0.22041 | 0.68034 | 1
IND_Bihar | TB | 19.07 | 0.22066 | 0.68036 | 1
IND_Bihar | TB | 19.1 | 0.22092 | 0.68038 | 1
IND_Bihar | TB | 19.11 | 0.22142 | 0.68044 | 2
IND_Bihar | TB | 19.15 | 0.22168 | 0.68046 | 1
IND_Bihar | TB | 19.17 | 0.22193 | 0.68047 | 1
IND_Bihar | TB | 19.18 | 0.2227 | 0.6806 | 3
IND_Bihar | TB | 19.2 | 0.22321 | 0.68064 | 2
IND_Bihar | TB | 19.25 | 0.22526 | 0.68127 | 8
IND_Bihar | TB | 19.27 | 0.22551 | 0.68133 | 1
IND_Bihar | TB | 19.33 | 0.22603 | 0.68139 | 2
IND_Bihar | TB | 19.34 | 0.22628 | 0.68142 | 1
IND_Bihar | TB | 19.36 | 0.2268 | 0.68148 | 2
IND_Bihar | TB | 19.43 | 0.22706 | 0.68157 | 1
IND_Bihar | TB | 19.47 | 0.22731 | 0.68159 | 1
IND_Bihar | TB | 19.49 | 0.22757 | 0.68162 | 1
IND_Bihar | TB | 19.5 | 0.22783 | 0.68165 | 1
IND_Bihar | TB | 19.51 | 0.22809 | 0.68167 | 1
IND_Bihar | TB | 19.54 | 0.22835 | 0.68169 | 1
IND_Bihar | TB | 19.56 | 0.22861 | 0.68178 | 1
IND_Bihar | TB | 19.57 | 0.22887 | 0.6818 | 1
IND_Bihar | TB | 19.61 | 0.22965 | 0.68194 | 3
IND_Bihar | TB | 19.62 | 0.22991 | 0.68196 | 1
IND_Bihar | TB | 19.7 | 0.23018 | 0.68197 | 1
IND_Bihar | TB | 19.71 | 0.23044 | 0.682 | 1
IND_Bihar | TB | 19.73 | 0.23621 | 0.68382 | 22
IND_Bihar | TB | 19.75 | 0.23647 | 0.68388 | 1
IND_Bihar | TB | 19.77 | 0.237 | 0.68394 | 2
IND_Bihar | TB | 19.78 | 0.23726 | 0.68397 | 1
IND_Bihar | TB | 19.84 | 0.23752 | 0.684 | 1
IND_Bihar | TB | 19.85 | 0.23779 | 0.68403 | 1
IND_Bihar | TB | 19.88 | 0.23805 | 0.68406 | 1
IND_Bihar | TB | 19.89 | 0.23831 | 0.68409 | 1
IND_Bihar | TB | 19.91 | 0.23858 | 0.68415 | 1
IND_Bihar | TB | 19.93 | 0.23884 | 0.68416 | 1
IND_Bihar | TB | 19.94 | 0.23911 | 0.6842 | 1
IND_Bihar | TB | 19.95 | 0.23964 | 0.68425 | 2
IND_Bihar | TB | 19.98 | 0.23991 | 0.68436 | 1
IND_Bihar | TB | 20 | 0.24017 | 0.68441 | 1
IND_Bihar | TB | 20.02 | 0.2407 | 0.68446 | 2
IND_Bihar | TB | 20.03 | 0.24124 | 0.68488 | 2
IND_Bihar | TB | 20.04 | 0.24177 | 0.68494 | 2
IND_Bihar | TB | 20.06 | 0.24283 | 0.68519 | 4
IND_Bihar | TB | 20.09 | 0.2431 | 0.68524 | 1
IND_Bihar | TB | 20.11 | 0.24337 | 0.68535 | 1
IND_Bihar | TB | 20.12 | 0.24364 | 0.68537 | 1
IND_Bihar | TB | 20.17 | 0.2439 | 0.68539 | 1
IND_Bihar | TB | 20.18 | 0.24444 | 0.68542 | 2
IND_Bihar | TB | 20.2 | 0.24471 | 0.68545 | 1
IND_Bihar | TB | 20.21 | 0.24498 | 0.68635 | 1
IND_Bihar | TB | 20.22 | 0.24525 | 0.68711 | 1
IND_Bihar | TB | 20.23 | 0.24552 | 0.68713 | 1
IND_Bihar | TB | 20.24 | 0.24578 | 0.6873 | 1
IND_Bihar | TB | 20.25 | 0.24632 | 0.68739 | 2
IND_Bihar | TB | 20.26 | 0.24659 | 0.68742 | 1
IND_Bihar | TB | 20.28 | 0.24686 | 0.68748 | 1
IND_Bihar | TB | 20.3 | 0.24713 | 0.68751 | 1
IND_Bihar | TB | 20.32 | 0.24821 | 0.68762 | 4
IND_Bihar | TB | 20.34 | 0.24848 | 0.68765 | 1
IND_Bihar | TB | 20.37 | 0.24902 | 0.68779 | 2
IND_Bihar | TB | 20.38 | 0.2493 | 0.68781 | 1
IND_Bihar | TB | 20.39 | 0.24957 | 0.68784 | 1
IND_Bihar | TB | 20.4 | 0.24984 | 0.68785 | 1
IND_Bihar | TB | 20.41 | 0.25011 | 0.6879 | 1
IND_Bihar | TB | 20.45 | 0.25065 | 0.68794 | 2
IND_Bihar | TB | 20.49 | 0.25092 | 0.68858 | 1
IND_Bihar | TB | 20.55 | 0.2512 | 0.68862 | 1
IND_Bihar | TB | 20.58 | 0.25147 | 0.68865 | 1
IND_Bihar | TB | 20.59 | 0.25174 | 0.68866 | 1
IND_Bihar | TB | 20.61 | 0.25202 | 0.68872 | 1
IND_Bihar | TB | 20.64 | 0.25257 | 0.68988 | 2
IND_Bihar | TB | 20.65 | 0.25284 | 0.68991 | 1
IND_Bihar | TB | 20.71 | 0.25312 | 0.68994 | 1
IND_Bihar | TB | 20.74 | 0.25339 | 0.68996 | 1
IND_Bihar | TB | 20.76 | 0.25367 | 0.69001 | 1
IND_Bihar | TB | 20.77 | 0.25477 | 0.69049 | 4
IND_Bihar | TB | 20.78 | 0.25533 | 0.69055 | 2
IND_Bihar | TB | 20.83 | 0.2556 | 0.69058 | 1
IND_Bihar | TB | 20.86 | 0.25838 | 0.69342 | 10
IND_Bihar | TB | 20.9 | 0.25865 | 0.69346 | 1
IND_Bihar | TB | 20.92 | 0.26032 | 0.69424 | 6
IND_Bihar | TB | 20.95 | 0.2606 | 0.69442 | 1
IND_Bihar | TB | 20.97 | 0.26088 | 0.69443 | 1
IND_Bihar | TB | 21 | 0.26144 | 0.69455 | 2
IND_Bihar | TB | 21.01 | 0.26172 | 0.6946 | 1
IND_Bihar | TB | 21.02 | 0.26255 | 0.6961 | 3
IND_Bihar | TB | 21.03 | 0.26339 | 0.69617 | 3
IND_Bihar | TB | 21.12 | 0.26367 | 0.6962 | 1
IND_Bihar | TB | 21.15 | 0.26395 | 0.69622 | 1
IND_Bihar | TB | 21.17 | 0.26621 | 0.69679 | 8
IND_Bihar | TB | 21.19 | 0.26649 | 0.69682 | 1
IND_Bihar | TB | 21.2 | 0.26705 | 0.6969 | 2
IND_Bihar | TB | 21.24 | 0.26846 | 0.69733 | 5
IND_Bihar | TB | 21.27 | 0.26959 | 0.69752 | 4
IND_Bihar | TB | 21.28 | 0.26988 | 0.69755 | 1
IND_Bihar | TB | 21.31 | 0.27016 | 0.69758 | 1
IND_Bihar | TB | 21.33 | 0.27073 | 0.69765 | 2
IND_Bihar | TB | 21.34 | 0.27101 | 0.69768 | 1
IND_Bihar | TB | 21.35 | 0.27129 | 0.69774 | 1
IND_Bihar | TB | 21.4 | 0.27158 | 0.69775 | 1
IND_Bihar | TB | 21.47 | 0.27186 | 0.69777 | 1
IND_Bihar | TB | 21.48 | 0.27386 | 0.69812 | 7
IND_Bihar | TB | 21.5 | 0.27443 | 0.69822 | 2
IND_Bihar | TB | 21.51 | 0.27472 | 0.69826 | 1
IND_Bihar | TB | 21.56 | 0.27501 | 0.69827 | 1
IND_Bihar | TB | 21.57 | 0.27587 | 0.69845 | 3
IND_Bihar | TB | 21.58 | 0.27615 | 0.69848 | 1
IND_Bihar | TB | 21.6 | 0.27644 | 0.6985 | 1
IND_Bihar | TB | 21.61 | 0.2773 | 0.6986 | 3
IND_Bihar | TB | 21.63 | 0.27759 | 0.69862 | 1
IND_Bihar | TB | 21.64 | 0.27816 | 0.69869 | 2
IND_Bihar | TB | 21.75 | 0.27845 | 0.69872 | 1
IND_Bihar | TB | 21.79 | 0.27874 | 0.699 | 1
IND_Bihar | TB | 21.8 | 0.27903 | 0.69902 | 1
IND_Bihar | TB | 21.81 | 0.27932 | 0.69903 | 1
IND_Bihar | TB | 21.88 | 0.2799 | 0.69911 | 2
IND_Bihar | TB | 21.89 | 0.2802 | 0.69913 | 1
IND_Bihar | TB | 21.9 | 0.28049 | 0.69916 | 1
IND_Bihar | TB | 21.91 | 0.28078 | 0.69921 | 1
IND_Bihar | TB | 21.93 | 0.28107 | 0.69924 | 1
IND_Bihar | TB | 21.96 | 0.28136 | 0.69934 | 1
IND_Bihar | TB | 22 | 0.28663 | 0.70262 | 18
IND_Bihar | TB | 22.03 | 0.28721 | 0.70269 | 2
IND_Bihar | TB | 22.07 | 0.28926 | 0.70283 | 7
IND_Bihar | TB | 22.08 | 0.29103 | 0.70527 | 6
IND_Bihar | TB | 22.09 | 0.29132 | 0.70536 | 1
IND_Bihar | TB | 22.11 | 0.29191 | 0.70554 | 2
IND_Bihar | TB | 22.15 | 0.2922 | 0.70557 | 1
IND_Bihar | TB | 22.18 | 0.2925 | 0.70559 | 1
IND_Bihar | TB | 22.21 | 0.29338 | 0.70571 | 3
IND_Bihar | TB | 22.22 | 0.29368 | 0.70574 | 1
IND_Bihar | TB | 22.26 | 0.29456 | 0.70582 | 3
IND_Bihar | TB | 22.28 | 0.29486 | 0.70585 | 1
IND_Bihar | TB | 22.33 | 0.29516 | 0.70587 | 1
IND_Bihar | TB | 22.34 | 0.29545 | 0.70589 | 1
IND_Bihar | TB | 22.38 | 0.29575 | 0.70591 | 1
IND_Bihar | TB | 22.39 | 0.29605 | 0.70593 | 1
IND_Bihar | TB | 22.41 | 0.29635 | 0.70665 | 1
IND_Bihar | TB | 22.45 | 0.29665 | 0.70667 | 1
IND_Bihar | TB | 22.47 | 0.29724 | 0.70678 | 2
IND_Bihar | TB | 22.55 | 0.29754 | 0.70682 | 1
IND_Bihar | TB | 22.58 | 0.29874 | 0.70696 | 4
IND_Bihar | TB | 22.6 | 0.29964 | 0.70769 | 3
IND_Bihar | TB | 22.61 | 0.30025 | 0.70775 | 2
IND_Bihar | TB | 22.62 | 0.30055 | 0.70776 | 1
IND_Bihar | TB | 22.64 | 0.30115 | 0.70954 | 2
IND_Bihar | TB | 22.65 | 0.30205 | 0.70973 | 3
IND_Bihar | TB | 22.66 | 0.30265 | 0.7098 | 2
IND_Bihar | TB | 22.67 | 0.30356 | 0.70992 | 3
IND_Bihar | TB | 22.68 | 0.30386 | 0.71827 | 1
IND_Bihar | TB | 22.7 | 0.30416 | 0.7183 | 1
IND_Bihar | TB | 22.73 | 0.30476 | 0.71853 | 2
IND_Bihar | TB | 22.81 | 0.30507 | 0.71899 | 1
IND_Bihar | TB | 22.83 | 0.30537 | 0.71901 | 1
IND_Bihar | TB | 22.84 | 0.30567 | 0.71905 | 1
IND_Bihar | TB | 22.87 | 0.30719 | 0.72012 | 5
IND_Bihar | TB | 22.88 | 0.3078 | 0.72018 | 2
IND_Bihar | TB | 22.92 | 0.30963 | 0.7214 | 6
IND_Bihar | TB | 22.94 | 0.31055 | 0.72147 | 3
IND_Bihar | TB | 22.96 | 0.31085 | 0.72152 | 1
IND_Bihar | TB | 22.97 | 0.31116 | 0.72193 | 1
IND_Bihar | TB | 22.98 | 0.31146 | 0.72197 | 1
IND_Bihar | TB | 22.99 | 0.31177 | 0.72205 | 1
IND_Bihar | TB | 23.01 | 0.31207 | 0.72208 | 1
IND_Bihar | TB | 23.05 | 0.31238 | 0.72214 | 1
IND_Bihar | TB | 23.07 | 0.31391 | 0.72296 | 5
IND_Bihar | TB | 23.08 | 0.31422 | 0.72299 | 1
IND_Bihar | TB | 23.1 | 0.31453 | 0.72337 | 1
IND_Bihar | TB | 23.13 | 0.31483 | 0.7234 | 1
IND_Bihar | TB | 23.19 | 0.31514 | 0.72341 | 1
IND_Bihar | TB | 23.2 | 0.31576 | 0.72346 | 2
IND_Bihar | TB | 23.23 | 0.31607 | 0.72355 | 1
IND_Bihar | TB | 23.24 | 0.31638 | 0.72358 | 1
IND_Bihar | TB | 23.25 | 0.31699 | 0.72364 | 2
IND_Bihar | TB | 23.27 | 0.3173 | 0.72369 | 1
IND_Bihar | TB | 23.29 | 0.31761 | 0.72373 | 1
IND_Bihar | TB | 23.31 | 0.31823 | 0.72377 | 2
IND_Bihar | TB | 23.34 | 0.31854 | 0.72378 | 1
IND_Bihar | TB | 23.35 | 0.3232 | 0.725 | 15
IND_Bihar | TB | 23.38 | 0.32351 | 0.72505 | 1
IND_Bihar | TB | 23.39 | 0.32413 | 0.72519 | 2
IND_Bihar | TB | 23.4 | 0.32444 | 0.72524 | 1
IND_Bihar | TB | 23.43 | 0.32538 | 0.72542 | 3
IND_Bihar | TB | 23.45 | 0.326 | 0.72547 | 2
IND_Bihar | TB | 23.5 | 0.32631 | 0.72551 | 1
IND_Bihar | TB | 23.52 | 0.32663 | 0.72552 | 1
IND_Bihar | TB | 23.55 | 0.32725 | 0.72563 | 2
IND_Bihar | TB | 23.56 | 0.32756 | 0.72566 | 1
IND_Bihar | TB | 23.58 | 0.32788 | 0.72567 | 1
IND_Bihar | TB | 23.6 | 0.32851 | 0.72575 | 2
IND_Bihar | TB | 23.62 | 0.32913 | 0.7258 | 2
IND_Bihar | TB | 23.65 | 0.32976 | 0.7259 | 2
IND_Bihar | TB | 23.67 | 0.33008 | 0.72592 | 1
IND_Bihar | TB | 23.68 | 0.33039 | 0.72638 | 1
IND_Bihar | TB | 23.7 | 0.33071 | 0.7264 | 1
IND_Bihar | TB | 23.71 | 0.33102 | 0.72643 | 1
IND_Bihar | TB | 23.74 | 0.33134 | 0.72653 | 1
IND_Bihar | TB | 23.81 | 0.33165 | 0.72655 | 1
IND_Bihar | TB | 23.84 | 0.33197 | 0.72659 | 1
IND_Bihar | TB | 23.85 | 0.3326 | 0.72682 | 2
IND_Bihar | TB | 23.86 | 0.33324 | 0.72687 | 2
IND_Bihar | TB | 23.89 | 0.33356 | 0.72698 | 1
IND_Bihar | TB | 23.96 | 0.33387 | 0.72701 | 1
IND_Bihar | TB | 23.99 | 0.33419 | 0.72704 | 1
IND_Bihar | TB | 24.01 | 0.33451 | 0.72706 | 1
IND_Bihar | TB | 24.03 | 0.33483 | 0.72713 | 1
IND_Bihar | TB | 24.04 | 0.33515 | 0.72715 | 1
IND_Bihar | TB | 24.08 | 0.33547 | 0.72718 | 1
IND_Bihar | TB | 24.1 | 0.33579 | 0.72721 | 1
IND_Bihar | TB | 24.11 | 0.33611 | 0.72723 | 1
IND_Bihar | TB | 24.19 | 0.33643 | 0.7273 | 1
IND_Bihar | TB | 24.25 | 0.3374 | 0.72742 | 3
IND_Bihar | TB | 24.26 | 0.33805 | 0.72745 | 2
IND_Bihar | TB | 24.27 | 0.3403 | 0.72809 | 7
IND_Bihar | TB | 24.32 | 0.34063 | 0.7281 | 1
IND_Bihar | TB | 24.33 | 0.34095 | 0.72817 | 1
IND_Bihar | TB | 24.35 | 0.34483 | 0.72926 | 12
IND_Bihar | TB | 24.38 | 0.34516 | 0.72929 | 1
IND_Bihar | TB | 24.39 | 0.34548 | 0.72938 | 1
IND_Bihar | TB | 24.41 | 0.34581 | 0.72941 | 1
IND_Bihar | TB | 24.43 | 0.34613 | 0.72944 | 1
IND_Bihar | TB | 24.44 | 0.34646 | 0.7298 | 1
IND_Bihar | TB | 24.46 | 0.34678 | 0.72983 | 1
IND_Bihar | TB | 24.47 | 0.34711 | 0.72985 | 1
IND_Bihar | TB | 24.49 | 0.34743 | 0.72987 | 1
IND_Bihar | TB | 24.54 | 0.34776 | 0.7299 | 1
IND_Bihar | TB | 24.58 | 0.34809 | 0.72995 | 1
IND_Bihar | TB | 24.59 | 0.34939 | 0.73008 | 4
IND_Bihar | TB | 24.61 | 0.34972 | 0.73023 | 1
IND_Bihar | TB | 24.7 | 0.35005 | 0.73026 | 1
IND_Bihar | TB | 24.74 | 0.35103 | 0.73034 | 3
IND_Bihar | TB | 24.75 | 0.35136 | 0.73037 | 1
IND_Bihar | TB | 24.76 | 0.35235 | 0.73083 | 3
IND_Bihar | TB | 24.79 | 0.35268 | 0.73089 | 1
IND_Bihar | TB | 24.81 | 0.35301 | 0.73091 | 1
IND_Bihar | TB | 24.83 | 0.35334 | 0.73096 | 1
IND_Bihar | TB | 24.86 | 0.35367 | 0.73102 | 1
IND_Bihar | TB | 24.87 | 0.35532 | 0.7314 | 5
IND_Bihar | TB | 24.88 | 0.35598 | 0.73143 | 2
IND_Bihar | TB | 24.89 | 0.35632 | 0.73146 | 1
IND_Bihar | TB | 24.9 | 0.35764 | 0.73162 | 4
IND_Bihar | TB | 24.91 | 0.3583 | 0.73169 | 2
IND_Bihar | TB | 24.92 | 0.35863 | 0.73171 | 1
IND_Bihar | TB | 24.95 | 0.35896 | 0.73173 | 1
IND_Bihar | TB | 24.98 | 0.3593 | 0.73178 | 1
IND_Bihar | TB | 25 | 0.35963 | 0.7318 | 1
IND_Bihar | TB | 25.01 | 0.36029 | 0.73183 | 2
IND_Bihar | TB | 25.02 | 0.36162 | 0.73214 | 4
IND_Bihar | TB | 25.11 | 0.36196 | 0.73217 | 1
IND_Bihar | TB | 25.13 | 0.36229 | 0.7322 | 1
IND_Bihar | TB | 25.17 | 0.36263 | 0.73222 | 1
IND_Bihar | TB | 25.18 | 0.36296 | 0.73227 | 1
IND_Bihar | TB | 25.21 | 0.3633 | 0.73231 | 1
IND_Bihar | TB | 25.28 | 0.36363 | 0.73233 | 1
IND_Bihar | TB | 25.29 | 0.37809 | 0.73437 | 43
IND_Bihar | TB | 25.32 | 0.37842 | 0.73439 | 1
IND_Bihar | TB | 25.34 | 0.37876 | 0.73441 | 1
IND_Bihar | TB | 25.41 | 0.38248 | 0.74314 | 11
IND_Bihar | TB | 25.42 | 0.38315 | 0.74318 | 2
IND_Bihar | TB | 25.44 | 0.39262 | 0.74455 | 28
IND_Bihar | TB | 25.45 | 0.39296 | 0.74459 | 1
IND_Bihar | TB | 25.46 | 0.3933 | 0.74461 | 1
IND_Bihar | TB | 25.47 | 0.39397 | 0.74464 | 2
IND_Bihar | TB | 25.55 | 0.39465 | 0.74471 | 2
IND_Bihar | TB | 25.58 | 0.39703 | 0.74564 | 7
IND_Bihar | TB | 25.59 | 0.39737 | 0.7457 | 1
IND_Bihar | TB | 25.62 | 0.39805 | 0.74608 | 2
IND_Bihar | TB | 25.66 | 0.39839 | 0.74685 | 1
IND_Bihar | TB | 25.72 | 0.39874 | 0.7469 | 1
IND_Bihar | TB | 25.73 | 0.39976 | 0.74708 | 3
IND_Bihar | TB | 25.76 | 0.4001 | 0.74711 | 1
IND_Bihar | TB | 25.77 | 0.40079 | 0.74719 | 2
IND_Bihar | TB | 25.78 | 0.40113 | 0.74724 | 1
IND_Bihar | TB | 25.82 | 0.40525 | 0.74858 | 12
IND_Bihar | TB | 25.84 | 0.40559 | 0.7486 | 1
IND_Bihar | TB | 25.89 | 0.40594 | 0.74862 | 1
IND_Bihar | TB | 25.9 | 0.40628 | 0.74865 | 1
IND_Bihar | TB | 25.92 | 0.40663 | 0.74867 | 1
IND_Bihar | TB | 25.95 | 0.40697 | 0.74869 | 1
IND_Bihar | TB | 25.97 | 0.40939 | 0.74934 | 7
IND_Bihar | TB | 25.98 | 0.41008 | 0.74948 | 2
IND_Bihar | TB | 26.03 | 0.41077 | 0.74954 | 2
IND_Bihar | TB | 26.05 | 0.41423 | 0.74988 | 10
IND_Bihar | TB | 26.08 | 0.41458 | 0.74988 | 1
IND_Bihar | TB | 26.09 | 0.41562 | 0.74996 | 3
IND_Bihar | TB | 26.1 | 0.41666 | 0.75005 | 3
IND_Bihar | TB | 26.11 | 0.41701 | 0.75007 | 1
IND_Bihar | TB | 26.12 | 0.4184 | 0.75051 | 4
IND_Bihar | TB | 26.14 | 0.41874 | 0.75053 | 1
IND_Bihar | TB | 26.16 | 0.41979 | 0.75057 | 3
IND_Bihar | TB | 26.24 | 0.42014 | 0.7506 | 1
IND_Bihar | TB | 26.31 | 0.42188 | 0.75073 | 5
IND_Bihar | TB | 26.32 | 0.42258 | 0.75087 | 2
IND_Bihar | TB | 26.33 | 0.42293 | 0.75088 | 1
IND_Bihar | TB | 26.34 | 0.42749 | 0.7515 | 13
IND_Bihar | TB | 26.35 | 0.42784 | 0.75151 | 1
IND_Bihar | TB | 26.38 | 0.42819 | 0.75217 | 1
IND_Bihar | TB | 26.4 | 0.42854 | 0.75219 | 1
IND_Bihar | TB | 26.41 | 0.42889 | 0.75221 | 1
IND_Bihar | TB | 26.42 | 0.42959 | 0.75245 | 2
IND_Bihar | TB | 26.48 | 0.42994 | 0.75248 | 1
IND_Bihar | TB | 26.49 | 0.43029 | 0.75249 | 1
IND_Bihar | TB | 26.52 | 0.43065 | 0.75251 | 1
IND_Bihar | TB | 26.53 | 0.43171 | 0.75267 | 3
IND_Bihar | TB | 26.54 | 0.43206 | 0.7527 | 1
IND_Bihar | TB | 26.55 | 0.43241 | 0.7527 | 1
IND_Bihar | TB | 26.57 | 0.43347 | 0.75279 | 3
IND_Bihar | TB | 26.58 | 0.43382 | 0.75281 | 1
IND_Bihar | TB | 26.61 | 0.43418 | 0.75283 | 1
IND_Bihar | TB | 26.63 | 0.43453 | 0.75284 | 1
IND_Bihar | TB | 26.72 | 0.43489 | 0.75286 | 1
IND_Bihar | TB | 26.73 | 0.43524 | 0.75291 | 1
IND_Bihar | TB | 26.74 | 0.4356 | 0.75306 | 1
IND_Bihar | TB | 26.75 | 0.43631 | 0.75312 | 2
IND_Bihar | TB | 26.77 | 0.43702 | 0.75357 | 2
IND_Bihar | TB | 26.8 | 0.43738 | 0.7537 | 1
IND_Bihar | TB | 26.82 | 0.4388 | 0.75381 | 4
IND_Bihar | TB | 26.88 | 0.43916 | 0.75388 | 1
IND_Bihar | TB | 26.91 | 0.43952 | 0.7539 | 1
IND_Bihar | TB | 26.92 | 0.43987 | 0.75396 | 1
IND_Bihar | TB | 27.04 | 0.44023 | 0.75407 | 1
IND_Bihar | TB | 27.07 | 0.44059 | 0.75409 | 1
IND_Bihar | TB | 27.09 | 0.44095 | 0.75412 | 1
IND_Bihar | TB | 27.11 | 0.44348 | 0.75432 | 7
IND_Bihar | TB | 27.14 | 0.44384 | 0.75434 | 1
IND_Bihar | TB | 27.16 | 0.4442 | 0.75437 | 1
IND_Bihar | TB | 27.2 | 0.44601 | 0.75491 | 5
IND_Bihar | TB | 27.21 | 0.44818 | 0.75572 | 6
IND_Bihar | TB | 27.24 | 0.45325 | 0.75706 | 14
IND_Bihar | TB | 27.32 | 0.45397 | 0.75712 | 2
IND_Bihar | TB | 27.37 | 0.45434 | 0.75719 | 1
IND_Bihar | TB | 27.39 | 0.4547 | 0.75801 | 1
IND_Bihar | TB | 27.4 | 0.45506 | 0.75804 | 1
IND_Bihar | TB | 27.44 | 0.45543 | 0.75806 | 1
IND_Bihar | TB | 27.48 | 0.45579 | 0.75811 | 1
IND_Bihar | TB | 27.49 | 0.45616 | 0.75817 | 1
IND_Bihar | TB | 27.51 | 0.45652 | 0.75823 | 1
IND_Bihar | TB | 27.52 | 0.45726 | 0.75849 | 2
IND_Bihar | TB | 27.54 | 0.46458 | 0.75951 | 20
IND_Bihar | TB | 27.59 | 0.46494 | 0.75954 | 1
IND_Bihar | TB | 27.6 | 0.46568 | 0.75963 | 2
IND_Bihar | TB | 27.61 | 0.46641 | 0.76005 | 2
IND_Bihar | TB | 27.63 | 0.46861 | 0.76092 | 6
IND_Bihar | TB | 27.67 | 0.46898 | 0.76131 | 1
IND_Bihar | TB | 27.71 | 0.47267 | 0.76179 | 10
IND_Bihar | TB | 27.72 | 0.47303 | 0.76185 | 1
IND_Bihar | TB | 27.76 | 0.4734 | 0.76188 | 1
IND_Bihar | TB | 27.77 | 0.47377 | 0.7619 | 1
IND_Bihar | TB | 27.78 | 0.47414 | 0.76193 | 1
IND_Bihar | TB | 27.8 | 0.47451 | 0.76196 | 1
IND_Bihar | TB | 27.84 | 0.47784 | 0.76243 | 9
IND_Bihar | TB | 27.85 | 0.48006 | 0.76296 | 6
IND_Bihar | TB | 27.86 | 0.48377 | 0.76405 | 10
IND_Bihar | TB | 27.88 | 0.48414 | 0.76407 | 1
IND_Bihar | TB | 27.92 | 0.48451 | 0.76409 | 1
IND_Bihar | TB | 27.93 | 0.48711 | 0.76441 | 7
IND_Bihar | TB | 27.94 | 0.48748 | 0.76443 | 1
IND_Bihar | TB | 27.95 | 0.48785 | 0.76445 | 1
IND_Bihar | TB | 27.99 | 0.48822 | 0.76446 | 1
IND_Bihar | TB | 28 | 0.48859 | 0.76455 | 1
IND_Bihar | TB | 28.02 | 0.48897 | 0.76459 | 1
IND_Bihar | TB | 28.07 | 0.48934 | 0.76462 | 1
IND_Bihar | TB | 28.08 | 0.48971 | 0.76464 | 1
IND_Bihar | TB | 28.13 | 0.49046 | 0.76471 | 2
IND_Bihar | TB | 28.14 | 0.49121 | 0.76474 | 2
IND_Bihar | TB | 28.15 | 0.49158 | 0.76477 | 1
IND_Bihar | TB | 28.16 | 0.49196 | 0.7648 | 1
IND_Bihar | TB | 28.18 | 0.49233 | 0.76482 | 1
IND_Bihar | TB | 28.24 | 0.49271 | 0.76485 | 1
IND_Bihar | TB | 28.28 | 0.49346 | 0.7649 | 2
IND_Bihar | TB | 28.29 | 0.49459 | 0.76536 | 3
IND_Bihar | TB | 28.3 | 0.49534 | 0.7654 | 2
IND_Bihar | TB | 28.32 | 0.49571 | 0.76542 | 1
IND_Bihar | TB | 28.36 | 0.49647 | 0.76551 | 2
IND_Bihar | TB | 28.39 | 0.4976 | 0.76559 | 3
IND_Bihar | TB | 28.4 | 0.49836 | 0.76563 | 2
IND_Bihar | TB | 28.43 | 0.49949 | 0.76569 | 3
IND_Bihar | TB | 28.55 | 0.50025 | 0.76572 | 2
IND_Bihar | TB | 28.56 | 0.50063 | 0.76761 | 1
IND_Bihar | TB | 28.59 | 0.50139 | 0.76848 | 2
IND_Bihar | TB | 28.61 | 0.50177 | 0.76855 | 1
IND_Bihar | TB | 28.64 | 0.50215 | 0.76857 | 1
IND_Bihar | TB | 28.65 | 0.50253 | 0.7686 | 1
IND_Bihar | TB | 28.67 | 0.50291 | 0.76862 | 1
IND_Bihar | TB | 28.7 | 0.50787 | 0.76923 | 13
IND_Bihar | TB | 28.76 | 0.50863 | 0.76961 | 2
IND_Bihar | TB | 28.78 | 0.5094 | 0.76965 | 2
IND_Bihar | TB | 28.82 | 0.51017 | 0.76968 | 2
IND_Bihar | TB | 28.83 | 0.51055 | 0.7697 | 1
IND_Bihar | TB | 28.88 | 0.5117 | 0.76978 | 3
IND_Bihar | TB | 28.89 | 0.51208 | 0.76987 | 1
IND_Bihar | TB | 28.9 | 0.51247 | 0.76996 | 1
IND_Bihar | TB | 28.93 | 0.51324 | 0.76998 | 2
IND_Bihar | TB | 28.95 | 0.51401 | 0.77009 | 2
IND_Bihar | TB | 28.97 | 0.51478 | 0.77027 | 2
IND_Bihar | TB | 28.98 | 0.51516 | 0.77027 | 1
IND_Bihar | TB | 29.03 | 0.51555 | 0.77029 | 1
IND_Bihar | TB | 29.04 | 0.51632 | 0.77033 | 2
IND_Bihar | TB | 29.05 | 0.51671 | 0.77039 | 1
IND_Bihar | TB | 29.07 | 0.51825 | 0.77056 | 4
IND_Bihar | TB | 29.1 | 0.51864 | 0.77061 | 1
IND_Bihar | TB | 29.11 | 0.5198 | 0.77137 | 3
IND_Bihar | TB | 29.15 | 0.52096 | 0.77144 | 3
IND_Bihar | TB | 29.21 | 0.52174 | 0.77151 | 2
IND_Bihar | TB | 29.22 | 0.5229 | 0.77163 | 3
IND_Bihar | TB | 29.23 | 0.52368 | 0.77171 | 2
IND_Bihar | TB | 29.24 | 0.52407 | 0.77172 | 1
IND_Bihar | TB | 29.25 | 0.52446 | 0.77178 | 1
IND_Bihar | TB | 29.26 | 0.52485 | 0.77179 | 1
IND_Bihar | TB | 29.29 | 0.52524 | 0.77185 | 1
IND_Bihar | TB | 29.3 | 0.52679 | 0.77205 | 4
IND_Bihar | TB | 29.32 | 0.52718 | 0.77208 | 1
IND_Bihar | TB | 29.36 | 0.52757 | 0.7721 | 1
IND_Bihar | TB | 29.38 | 0.52875 | 0.77222 | 3
IND_Bihar | TB | 29.42 | 0.52914 | 0.77264 | 1
IND_Bihar | TB | 29.43 | 0.52953 | 0.77265 | 1
IND_Bihar | TB | 29.44 | 0.52992 | 0.7727 | 1
IND_Bihar | TB | 29.5 | 0.53031 | 0.77273 | 1
IND_Bihar | TB | 29.51 | 0.5307 | 0.77284 | 1
IND_Bihar | TB | 29.56 | 0.5311 | 0.77286 | 1
IND_Bihar | TB | 29.57 | 0.53149 | 0.77288 | 1
IND_Bihar | TB | 29.59 | 0.53188 | 0.77288 | 1
IND_Bihar | TB | 29.61 | 0.53228 | 0.77307 | 1
IND_Bihar | TB | 29.64 | 0.53267 | 0.77313 | 1
IND_Bihar | TB | 29.71 | 0.53307 | 0.77315 | 1
IND_Bihar | TB | 29.74 | 0.53346 | 0.77318 | 1
IND_Bihar | TB | 29.8 | 0.53386 | 0.77324 | 1
IND_Bihar | TB | 29.81 | 0.53465 | 0.77326 | 2
IND_Bihar | TB | 29.82 | 0.53505 | 0.77331 | 1
IND_Bihar | TB | 29.84 | 0.53544 | 0.77333 | 1
IND_Bihar | TB | 29.86 | 0.53584 | 0.77342 | 1
IND_Bihar | TB | 29.89 | 0.53624 | 0.77345 | 1
IND_Bihar | TB | 29.9 | 0.53663 | 0.77358 | 1
IND_Bihar | TB | 29.96 | 0.53783 | 0.77374 | 3
IND_Bihar | TB | 29.98 | 0.53823 | 0.77379 | 1
IND_Bihar | TB | 30 | 0.53863 | 0.77382 | 1
IND_Bihar | TB | 30.02 | 0.53982 | 0.77393 | 3
IND_Bihar | TB | 30.05 | 0.54022 | 0.77394 | 1
IND_Bihar | TB | 30.07 | 0.54102 | 0.774 | 2
IND_Bihar | TB | 30.1 | 0.54142 | 0.77406 | 1
IND_Bihar | TB | 30.15 | 0.54182 | 0.77409 | 1
IND_Bihar | TB | 30.16 | 0.54222 | 0.77411 | 1
IND_Bihar | TB | 30.22 | 0.54262 | 0.77413 | 1
IND_Bihar | TB | 30.23 | 0.54303 | 0.77477 | 1
IND_Bihar | TB | 30.24 | 0.54343 | 0.77479 | 1
IND_Bihar | TB | 30.27 | 0.54906 | 0.77647 | 14
IND_Bihar | TB | 30.28 | 0.54987 | 0.7765 | 2
IND_Bihar | TB | 30.3 | 0.55027 | 0.77652 | 1
IND_Bihar | TB | 30.32 | 0.55108 | 0.7766 | 2
IND_Bihar | TB | 30.33 | 0.55148 | 0.77666 | 1
IND_Bihar | TB | 30.34 | 0.55309 | 0.77681 | 4
IND_Bihar | TB | 30.37 | 0.5535 | 0.77694 | 1
IND_Bihar | TB | 30.38 | 0.5543 | 0.77803 | 2
IND_Bihar | TB | 30.4 | 0.55471 | 0.7782 | 1
IND_Bihar | TB | 30.43 | 0.55511 | 0.77821 | 1
IND_Bihar | TB | 30.45 | 0.55633 | 0.7783 | 3
IND_Bihar | TB | 30.46 | 0.55673 | 0.77832 | 1
IND_Bihar | TB | 30.48 | 0.55795 | 0.77847 | 3
IND_Bihar | TB | 30.51 | 0.55835 | 0.77849 | 1
IND_Bihar | TB | 30.55 | 0.55876 | 0.7786 | 1
IND_Bihar | TB | 30.56 | 0.56119 | 0.77898 | 6
IND_Bihar | TB | 30.57 | 0.5616 | 0.779 | 1
IND_Bihar | TB | 30.58 | 0.56282 | 0.77912 | 3
IND_Bihar | TB | 30.65 | 0.56364 | 0.77921 | 2
IND_Bihar | TB | 30.7 | 0.56404 | 0.77923 | 1
IND_Bihar | TB | 30.77 | 0.56445 | 0.77926 | 1
IND_Bihar | TB | 30.82 | 0.56527 | 0.77929 | 2
IND_Bihar | TB | 30.89 | 0.56568 | 0.77934 | 1
IND_Bihar | TB | 30.93 | 0.56938 | 0.7804 | 9
IND_Bihar | TB | 30.99 | 0.56979 | 0.78043 | 1
IND_Bihar | TB | 31.01 | 0.57062 | 0.7805 | 2
IND_Bihar | TB | 31.04 | 0.57144 | 0.78055 | 2
IND_Bihar | TB | 31.08 | 0.57723 | 0.78109 | 14
IND_Bihar | TB | 31.12 | 0.57764 | 0.78111 | 1
IND_Bihar | TB | 31.13 | 0.57805 | 0.78286 | 1
IND_Bihar | TB | 31.27 | 0.57847 | 0.78289 | 1
IND_Bihar | TB | 31.33 | 0.57972 | 0.78297 | 3
IND_Bihar | TB | 31.35 | 0.58055 | 0.78329 | 2
IND_Bihar | TB | 31.36 | 0.58097 | 0.78331 | 1
IND_Bihar | TB | 31.42 | 0.58139 | 0.78342 | 1
IND_Bihar | TB | 31.45 | 0.58222 | 0.78356 | 2
IND_Bihar | TB | 31.46 | 0.58264 | 0.78367 | 1
IND_Bihar | TB | 31.47 | 0.58306 | 0.78378 | 1
IND_Bihar | TB | 31.5 | 0.58348 | 0.7838 | 1
IND_Bihar | TB | 31.53 | 0.5839 | 0.78383 | 1
IND_Bihar | TB | 31.55 | 0.58432 | 0.78384 | 1
IND_Bihar | TB | 31.57 | 0.58474 | 0.78386 | 1
IND_Bihar | TB | 31.59 | 0.58516 | 0.78541 | 1
IND_Bihar | TB | 31.61 | 0.58558 | 0.78546 | 1
IND_Bihar | TB | 31.63 | 0.586 | 0.7855 | 1
IND_Bihar | TB | 31.65 | 0.58642 | 0.78551 | 1
IND_Bihar | TB | 31.66 | 0.58684 | 0.78557 | 1
IND_Bihar | TB | 31.69 | 0.58726 | 0.78603 | 1
IND_Bihar | TB | 31.71 | 0.58768 | 0.78605 | 1
IND_Bihar | TB | 31.75 | 0.5881 | 0.7861 | 1
IND_Bihar | TB | 31.78 | 0.58853 | 0.78611 | 1
IND_Bihar | TB | 31.85 | 0.58895 | 0.78615 | 1
IND_Bihar | TB | 31.86 | 0.58937 | 0.78616 | 1
IND_Bihar | TB | 31.91 | 0.5898 | 0.7862 | 1
IND_Bihar | TB | 31.94 | 0.59022 | 0.78783 | 1
IND_Bihar | TB | 31.95 | 0.59192 | 0.78822 | 4
IND_Bihar | TB | 31.96 | 0.59234 | 0.78832 | 1
IND_Bihar | TB | 31.97 | 0.59277 | 0.78835 | 1
IND_Bihar | TB | 31.99 | 0.59319 | 0.78853 | 1
IND_Bihar | TB | 32.09 | 0.59405 | 0.78856 | 2
IND_Bihar | TB | 32.11 | 0.59575 | 0.7891 | 4
IND_Bihar | TB | 32.15 | 0.59661 | 0.78916 | 2
IND_Bihar | TB | 32.16 | 0.59704 | 0.78919 | 1
IND_Bihar | TB | 32.22 | 0.59789 | 0.78924 | 2
IND_Bihar | TB | 32.26 | 0.59875 | 0.78932 | 2
IND_Bihar | TB | 32.27 | 0.59918 | 0.78934 | 1
IND_Bihar | TB | 32.3 | 0.59961 | 0.78935 | 1
IND_Bihar | TB | 32.33 | 0.60648 | 0.79147 | 16
IND_Bihar | TB | 32.35 | 0.60691 | 0.7915 | 1
IND_Bihar | TB | 32.43 | 0.60735 | 0.79152 | 1
IND_Bihar | TB | 32.44 | 0.60778 | 0.79743 | 1
IND_Bihar | TB | 32.51 | 0.60821 | 0.79747 | 1
IND_Bihar | TB | 32.56 | 0.60864 | 0.79749 | 1
IND_Bihar | TB | 32.57 | 0.61081 | 0.7979 | 5
IND_Bihar | TB | 32.59 | 0.61167 | 0.79799 | 2
IND_Bihar | TB | 32.64 | 0.61211 | 0.79801 | 1
IND_Bihar | TB | 32.71 | 0.61254 | 0.79873 | 1
IND_Bihar | TB | 32.75 | 0.61298 | 0.79949 | 1
IND_Bihar | TB | 32.76 | 0.61341 | 0.79952 | 1
IND_Bihar | TB | 32.79 | 0.61733 | 0.79992 | 9
IND_Bihar | TB | 32.83 | 0.61821 | 0.79997 | 2
IND_Bihar | TB | 32.85 | 0.61864 | 0.8 | 1
IND_Bihar | TB | 32.9 | 0.61952 | 0.80005 | 2
IND_Bihar | TB | 32.91 | 0.62039 | 0.801 | 2
IND_Bihar | TB | 32.93 | 0.62083 | 0.80116 | 1
IND_Bihar | TB | 32.95 | 0.62127 | 0.80118 | 1
IND_Bihar | TB | 32.96 | 0.62171 | 0.80119 | 1
IND_Bihar | TB | 32.99 | 0.62215 | 0.80122 | 1
IND_Bihar | TB | 33.03 | 0.62434 | 0.8025 | 5
IND_Bihar | TB | 33.05 | 0.62478 | 0.80252 | 1
IND_Bihar | TB | 33.15 | 0.62522 | 0.80258 | 1
IND_Bihar | TB | 33.18 | 0.62566 | 0.8026 | 1
IND_Bihar | TB | 33.19 | 0.6261 | 0.80262 | 1
IND_Bihar | TB | 33.24 | 0.62655 | 0.80266 | 1
IND_Bihar | TB | 33.32 | 0.62699 | 0.80269 | 1
IND_Bihar | TB | 33.41 | 0.63054 | 0.80285 | 8
IND_Bihar | TB | 33.47 | 0.63099 | 0.80287 | 1
IND_Bihar | TB | 33.49 | 0.63143 | 0.80385 | 1
IND_Bihar | TB | 33.5 | 0.63232 | 0.80394 | 2
IND_Bihar | TB | 33.57 | 0.63277 | 0.80398 | 1
IND_Bihar | TB | 33.61 | 0.63321 | 0.80406 | 1
IND_Bihar | TB | 33.65 | 0.63366 | 0.8041 | 1
IND_Bihar | TB | 33.66 | 0.63858 | 0.8045 | 11
IND_Bihar | TB | 33.69 | 0.63948 | 0.80488 | 2
IND_Bihar | TB | 33.7 | 0.64082 | 0.8051 | 3
IND_Bihar | TB | 33.78 | 0.64531 | 0.80644 | 10
IND_Bihar | TB | 33.8 | 0.64576 | 0.80659 | 1
IND_Bihar | TB | 33.93 | 0.64666 | 0.80662 | 2
IND_Bihar | TB | 33.96 | 0.64711 | 0.80719 | 1
IND_Bihar | TB | 33.99 | 0.64757 | 0.8072 | 1
IND_Bihar | TB | 34.01 | 0.64802 | 0.80722 | 1
IND_Bihar | TB | 34.02 | 0.64892 | 0.8073 | 2
IND_Bihar | TB | 34.03 | 0.64938 | 0.80738 | 1
IND_Bihar | TB | 34.04 | 0.64983 | 0.80749 | 1
IND_Bihar | TB | 34.05 | 0.65028 | 0.80751 | 1
IND_Bihar | TB | 34.08 | 0.65073 | 0.80753 | 1
IND_Bihar | TB | 34.1 | 0.65119 | 0.80754 | 1
IND_Bihar | TB | 34.12 | 0.65164 | 0.80756 | 1
IND_Bihar | TB | 34.14 | 0.65209 | 0.81413 | 1
IND_Bihar | TB | 34.18 | 0.65255 | 0.81416 | 1
IND_Bihar | TB | 34.25 | 0.653 | 0.81418 | 1
IND_Bihar | TB | 34.26 | 0.65346 | 0.81555 | 1
IND_Bihar | TB | 34.29 | 0.65391 | 0.81558 | 1
IND_Bihar | TB | 34.31 | 0.65437 | 0.81561 | 1
IND_Bihar | TB | 34.32 | 0.65483 | 0.81564 | 1
IND_Bihar | TB | 34.37 | 0.65528 | 0.81568 | 1
IND_Bihar | TB | 34.39 | 0.6562 | 0.81574 | 2
IND_Bihar | TB | 34.44 | 0.65666 | 0.81577 | 1
IND_Bihar | TB | 34.51 | 0.65711 | 0.8158 | 1
IND_Bihar | TB | 34.53 | 0.65849 | 0.81908 | 3
IND_Bihar | TB | 34.54 | 0.65895 | 0.81911 | 1
IND_Bihar | TB | 34.58 | 0.65941 | 0.81914 | 1
IND_Bihar | TB | 34.6 | 0.66033 | 0.81919 | 2
IND_Bihar | TB | 34.61 | 0.66079 | 0.8192 | 1
IND_Bihar | TB | 34.63 | 0.66401 | 0.81934 | 7
IND_Bihar | TB | 34.67 | 0.66447 | 0.81938 | 1
IND_Bihar | TB | 34.76 | 0.66493 | 0.81942 | 1
IND_Bihar | TB | 34.82 | 0.6654 | 0.82441 | 1
IND_Bihar | TB | 34.86 | 0.66632 | 0.82939 | 2
IND_Bihar | TB | 34.89 | 0.66725 | 0.82946 | 2
IND_Bihar | TB | 34.94 | 0.66818 | 0.8295 | 2
IND_Bihar | TB | 34.97 | 0.66865 | 0.82953 | 1
IND_Bihar | TB | 35.04 | 0.66911 | 0.82956 | 1
IND_Bihar | TB | 35.1 | 0.66958 | 0.82959 | 1
IND_Bihar | TB | 35.13 | 0.67004 | 0.82964 | 1
IND_Bihar | TB | 35.14 | 0.67051 | 0.83462 | 1
IND_Bihar | TB | 35.32 | 0.67192 | 0.8347 | 3
IND_Bihar | TB | 35.35 | 0.67239 | 0.83472 | 1
IND_Bihar | TB | 35.36 | 0.67286 | 0.83475 | 1
IND_Bihar | TB | 35.39 | 0.67333 | 0.83479 | 1
IND_Bihar | TB | 35.47 | 0.6738 | 0.83482 | 1
IND_Bihar | TB | 35.49 | 0.67427 | 0.83548 | 1
IND_Bihar | TB | 35.52 | 0.67616 | 0.83572 | 4
IND_Bihar | TB | 35.59 | 0.67664 | 0.83574 | 1
IND_Bihar | TB | 35.62 | 0.67711 | 0.83577 | 1
IND_Bihar | TB | 35.63 | 0.67758 | 0.83641 | 1
IND_Bihar | TB | 35.7 | 0.67853 | 0.83995 | 2
IND_Bihar | TB | 35.72 | 0.67901 | 0.84032 | 1
IND_Bihar | TB | 35.73 | 0.67948 | 0.84288 | 1
IND_Bihar | TB | 35.77 | 0.67996 | 0.84295 | 1
IND_Bihar | TB | 35.83 | 0.68138 | 0.84299 | 3
IND_Bihar | TB | 35.85 | 0.68186 | 0.84301 | 1
IND_Bihar | TB | 35.95 | 0.68234 | 0.84303 | 1
IND_Bihar | TB | 35.99 | 0.6833 | 0.84314 | 2
IND_Bihar | TB | 36.01 | 0.68425 | 0.84318 | 2
IND_Bihar | TB | 36.1 | 0.68473 | 0.8432 | 1
IND_Bihar | TB | 36.17 | 0.68521 | 0.84321 | 1
IND_Bihar | TB | 36.33 | 0.6857 | 0.84322 | 1
IND_Bihar | TB | 36.35 | 0.68618 | 0.84327 | 1
IND_Bihar | TB | 36.38 | 0.68715 | 0.8433 | 2
IND_Bihar | TB | 36.41 | 0.68763 | 0.84334 | 1
IND_Bihar | TB | 36.48 | 0.6886 | 0.8434 | 2
IND_Bihar | TB | 36.5 | 0.68909 | 0.84341 | 1
IND_Bihar | TB | 36.6 | 0.69006 | 0.84344 | 2
IND_Bihar | TB | 36.62 | 0.69055 | 0.84347 | 1
IND_Bihar | TB | 36.63 | 0.69152 | 0.84361 | 2
IND_Bihar | TB | 36.65 | 0.69249 | 0.84373 | 2
IND_Bihar | TB | 36.66 | 0.69298 | 0.84727 | 1
IND_Bihar | TB | 36.72 | 0.69347 | 0.8473 | 1
IND_Bihar | TB | 36.73 | 0.69542 | 0.84752 | 4
IND_Bihar | TB | 36.76 | 0.69591 | 0.84757 | 1
IND_Bihar | TB | 36.8 | 0.6964 | 0.8476 | 1
IND_Bihar | TB | 36.81 | 0.70276 | 0.84825 | 13
IND_Bihar | TB | 36.84 | 0.70374 | 0.84876 | 2
IND_Bihar | TB | 36.85 | 0.70472 | 0.84886 | 2
IND_Bihar | TB | 36.86 | 0.70521 | 0.84888 | 1
IND_Bihar | TB | 36.9 | 0.7057 | 0.84894 | 1
IND_Bihar | TB | 36.91 | 0.70668 | 0.84912 | 2
IND_Bihar | TB | 36.92 | 0.70717 | 0.84919 | 1
IND_Bihar | TB | 36.93 | 0.70766 | 0.84925 | 1
IND_Bihar | TB | 36.95 | 0.70815 | 0.84926 | 1
IND_Bihar | TB | 36.97 | 0.70864 | 0.84928 | 1
IND_Bihar | TB | 36.98 | 0.70963 | 0.85003 | 2
IND_Bihar | TB | 37.03 | 0.71061 | 0.85007 | 2
IND_Bihar | TB | 37.1 | 0.71111 | 0.85009 | 1
IND_Bihar | TB | 37.15 | 0.7116 | 0.85012 | 1
IND_Bihar | TB | 37.2 | 0.71308 | 0.85019 | 3
IND_Bihar | TB | 37.21 | 0.71358 | 0.85022 | 1
IND_Bihar | TB | 37.24 | 0.71407 | 0.85029 | 1
IND_Bihar | TB | 37.25 | 0.71506 | 0.85037 | 2
IND_Bihar | TB | 37.32 | 0.71556 | 0.85039 | 1
IND_Bihar | TB | 37.33 | 0.71605 | 0.85041 | 1
IND_Bihar | TB | 37.34 | 0.71655 | 0.85044 | 1
IND_Bihar | TB | 37.35 | 0.71705 | 0.85045 | 1
IND_Bihar | TB | 37.41 | 0.71804 | 0.8505 | 2
IND_Bihar | TB | 37.44 | 0.71904 | 0.85054 | 2
IND_Bihar | TB | 37.47 | 0.71954 | 0.85056 | 1
IND_Bihar | TB | 37.56 | 0.72003 | 0.85059 | 1
IND_Bihar | TB | 37.57 | 0.72153 | 0.85067 | 3
IND_Bihar | TB | 37.59 | 0.72203 | 0.85085 | 1
IND_Bihar | TB | 37.61 | 0.72253 | 0.8509 | 1
IND_Bihar | TB | 37.63 | 0.72303 | 0.85093 | 1
IND_Bihar | TB | 37.64 | 0.72353 | 0.85096 | 1
IND_Bihar | TB | 37.66 | 0.72403 | 0.85098 | 1
IND_Bihar | TB | 37.71 | 0.72453 | 0.85101 | 1
IND_Bihar | TB | 37.72 | 0.72504 | 0.85102 | 1
IND_Bihar | TB | 37.74 | 0.72554 | 0.85107 | 1
IND_Bihar | TB | 37.75 | 0.72604 | 0.8511 | 1
IND_Bihar | TB | 37.9 | 0.72856 | 0.8513 | 5
IND_Bihar | TB | 37.95 | 0.73007 | 0.85139 | 3
IND_Bihar | TB | 38 | 0.73058 | 0.85141 | 1
IND_Bihar | TB | 38.05 | 0.73108 | 0.85146 | 1
IND_Bihar | TB | 38.09 | 0.73159 | 0.85149 | 1
IND_Bihar | TB | 38.11 | 0.73209 | 0.85153 | 1
IND_Bihar | TB | 38.15 | 0.73311 | 0.85158 | 2
IND_Bihar | TB | 38.18 | 0.73362 | 0.85371 | 1
IND_Bihar | TB | 38.19 | 0.73412 | 0.85372 | 1
IND_Bihar | TB | 38.25 | 0.73463 | 0.85375 | 1
IND_Bihar | TB | 38.29 | 0.73514 | 0.85379 | 1
IND_Bihar | TB | 38.32 | 0.73565 | 0.85381 | 1
IND_Bihar | TB | 38.51 | 0.73616 | 0.85384 | 1
IND_Bihar | TB | 38.52 | 0.73719 | 0.8541 | 2
IND_Bihar | TB | 38.55 | 0.73821 | 0.85453 | 2
IND_Bihar | TB | 38.62 | 0.73872 | 0.85732 | 1
IND_Bihar | TB | 38.63 | 0.74181 | 0.85797 | 6
IND_Bihar | TB | 38.65 | 0.74232 | 0.85798 | 1
IND_Bihar | TB | 38.68 | 0.74283 | 0.85893 | 1
IND_Bihar | TB | 38.7 | 0.74335 | 0.85895 | 1
IND_Bihar | TB | 38.74 | 0.74386 | 0.85897 | 1
IND_Bihar | TB | 38.86 | 0.74438 | 0.8591 | 1
IND_Bihar | TB | 38.88 | 0.74541 | 0.8592 | 2
IND_Bihar | TB | 38.98 | 0.74593 | 0.85923 | 1
IND_Bihar | TB | 39.04 | 0.74645 | 0.85929 | 1
IND_Bihar | TB | 39.11 | 0.74749 | 0.86067 | 2
IND_Bihar | TB | 39.17 | 0.74801 | 0.86069 | 1
IND_Bihar | TB | 39.26 | 0.74853 | 0.86071 | 1
IND_Bihar | TB | 39.31 | 0.74905 | 0.86075 | 1
IND_Bihar | TB | 39.37 | 0.74958 | 0.86075 | 1
IND_Bihar | TB | 39.38 | 0.75062 | 0.86081 | 2
IND_Bihar | TB | 39.53 | 0.75115 | 0.86082 | 1
IND_Bihar | TB | 39.58 | 0.75957 | 0.86281 | 16
IND_Bihar | TB | 39.64 | 0.76062 | 0.86295 | 2
IND_Bihar | TB | 39.72 | 0.76115 | 0.86296 | 1
IND_Bihar | TB | 39.79 | 0.76168 | 0.86299 | 1
IND_Bihar | TB | 39.9 | 0.76221 | 0.863 | 1
IND_Bihar | TB | 39.91 | 0.76274 | 0.86302 | 1
IND_Bihar | TB | 40.03 | 0.7638 | 0.86307 | 2
IND_Bihar | TB | 40.12 | 0.76434 | 0.86308 | 1
IND_Bihar | TB | 40.16 | 0.76487 | 0.86311 | 1
IND_Bihar | TB | 40.18 | 0.7654 | 0.86315 | 1
IND_Bihar | TB | 40.23 | 0.76594 | 0.86317 | 1
IND_Bihar | TB | 40.24 | 0.76968 | 0.86425 | 7
IND_Bihar | TB | 40.31 | 0.77075 | 0.86428 | 2
IND_Bihar | TB | 40.38 | 0.77183 | 0.86487 | 2
IND_Bihar | TB | 40.43 | 0.77237 | 0.8649 | 1
IND_Bihar | TB | 40.45 | 0.7729 | 0.86493 | 1
IND_Bihar | TB | 40.5 | 0.77344 | 0.86494 | 1
IND_Bihar | TB | 40.56 | 0.77398 | 0.865 | 1
IND_Bihar | TB | 40.61 | 0.77506 | 0.86506 | 2
IND_Bihar | TB | 40.67 | 0.77614 | 0.86523 | 2
IND_Bihar | TB | 40.68 | 0.77668 | 0.86525 | 1
IND_Bihar | TB | 40.73 | 0.77722 | 0.86688 | 1
IND_Bihar | TB | 40.76 | 0.77777 | 0.86725 | 1
IND_Bihar | TB | 40.77 | 0.78047 | 0.86728 | 5
IND_Bihar | TB | 40.83 | 0.78102 | 0.8673 | 1
IND_Bihar | TB | 40.89 | 0.78156 | 0.86736 | 1
IND_Bihar | TB | 40.91 | 0.7821 | 0.86737 | 1
IND_Bihar | TB | 40.95 | 0.78265 | 0.86739 | 1
IND_Bihar | TB | 40.97 | 0.78319 | 0.86778 | 1
IND_Bihar | TB | 40.98 | 0.78374 | 0.86781 | 1
IND_Bihar | TB | 41.02 | 0.78428 | 0.86785 | 1
IND_Bihar | TB | 41.03 | 0.78483 | 0.86787 | 1
IND_Bihar | TB | 41.04 | 0.78537 | 0.86789 | 1
IND_Bihar | TB | 41.09 | 0.78592 | 0.86791 | 1
IND_Bihar | TB | 41.15 | 0.78647 | 0.86793 | 1
IND_Bihar | TB | 41.16 | 0.78701 | 0.86795 | 1
IND_Bihar | TB | 41.23 | 0.79195 | 0.86922 | 9
IND_Bihar | TB | 41.26 | 0.7925 | 0.86925 | 1
IND_Bihar | TB | 41.33 | 0.79304 | 0.86928 | 1
IND_Bihar | TB | 41.39 | 0.79359 | 0.8693 | 1
IND_Bihar | TB | 41.51 | 0.79525 | 0.86946 | 3
IND_Bihar | TB | 41.52 | 0.7958 | 0.86951 | 1
IND_Bihar | TB | 42.02 | 0.79636 | 0.86955 | 1
IND_Bihar | TB | 42.04 | 0.79915 | 0.86983 | 5
IND_Bihar | TB | 42.11 | 0.79971 | 0.86985 | 1
IND_Bihar | TB | 42.13 | 0.80027 | 0.86988 | 1
IND_Bihar | TB | 42.22 | 0.80083 | 0.86993 | 1
IND_Bihar | TB | 42.28 | 0.8014 | 0.86994 | 1
IND_Bihar | TB | 42.29 | 0.80196 | 0.87 | 1
IND_Bihar | TB | 42.37 | 0.80252 | 0.87173 | 1
IND_Bihar | TB | 42.38 | 0.80309 | 0.87175 | 1
IND_Bihar | TB | 42.4 | 0.80365 | 0.87177 | 1
IND_Bihar | TB | 42.44 | 0.80421 | 0.87179 | 1
IND_Bihar | TB | 42.47 | 0.80478 | 0.87184 | 1
IND_Bihar | TB | 42.49 | 0.80534 | 0.87186 | 1
IND_Bihar | TB | 42.53 | 0.80647 | 0.87237 | 2
IND_Bihar | TB | 42.61 | 0.80874 | 0.87288 | 4
IND_Bihar | TB | 42.62 | 0.8093 | 0.87291 | 1
IND_Bihar | TB | 42.68 | 0.80987 | 0.87301 | 1
IND_Bihar | TB | 42.76 | 0.81044 | 0.87303 | 1
IND_Bihar | TB | 42.82 | 0.81101 | 0.87307 | 1
IND_Bihar | TB | 42.86 | 0.81158 | 0.8731 | 1
IND_Bihar | TB | 42.87 | 0.81215 | 0.87315 | 1
IND_Bihar | TB | 42.9 | 0.815 | 0.87386 | 5
IND_Bihar | TB | 42.91 | 0.81557 | 0.87388 | 1
IND_Bihar | TB | 42.94 | 0.81614 | 0.87391 | 1
IND_Bihar | TB | 43.05 | 0.819 | 0.87418 | 5
IND_Bihar | TB | 43.08 | 0.81958 | 0.8742 | 1
IND_Bihar | TB | 43.09 | 0.82015 | 0.87422 | 1
IND_Bihar | TB | 43.19 | 0.82072 | 0.87424 | 1
IND_Bihar | TB | 43.26 | 0.8213 | 0.87427 | 1
IND_Bihar | TB | 43.48 | 0.82187 | 0.87466 | 1
IND_Bihar | TB | 43.69 | 0.82246 | 0.87469 | 1
IND_Bihar | TB | 43.72 | 0.82304 | 0.87471 | 1
IND_Bihar | TB | 43.74 | 0.82362 | 0.87475 | 1
IND_Bihar | TB | 43.77 | 0.8242 | 0.87476 | 1
IND_Bihar | TB | 43.79 | 0.82478 | 0.87481 | 1
IND_Bihar | TB | 43.8 | 0.82536 | 0.87486 | 1
IND_Bihar | TB | 43.82 | 0.82653 | 0.87492 | 2
IND_Bihar | TB | 43.92 | 0.82711 | 0.87497 | 1
IND_Bihar | TB | 43.97 | 0.8277 | 0.87498 | 1
IND_Bihar | TB | 43.98 | 0.82828 | 0.87535 | 1
IND_Bihar | TB | 43.99 | 0.82887 | 0.87539 | 1
IND_Bihar | TB | 44.04 | 0.82945 | 0.87541 | 1
IND_Bihar | TB | 44.11 | 0.83004 | 0.87545 | 1
IND_Bihar | TB | 44.15 | 0.83063 | 0.87548 | 1
IND_Bihar | TB | 44.26 | 0.83357 | 0.87572 | 5
IND_Bihar | TB | 44.3 | 0.83474 | 0.87585 | 2
IND_Bihar | TB | 44.37 | 0.83533 | 0.87588 | 1
IND_Bihar | TB | 44.38 | 0.83592 | 0.87596 | 1
IND_Bihar | TB | 44.4 | 0.83651 | 0.87614 | 1
IND_Bihar | TB | 44.41 | 0.8371 | 0.87619 | 1
IND_Bihar | TB | 44.42 | 0.83769 | 0.87653 | 1
IND_Bihar | TB | 44.45 | 0.83829 | 0.87656 | 1
IND_Bihar | TB | 44.46 | 0.83888 | 0.87657 | 1
IND_Bihar | TB | 44.5 | 0.83947 | 0.87658 | 1
IND_Bihar | TB | 44.66 | 0.84006 | 0.8804 | 1
IND_Bihar | TB | 44.77 | 0.84185 | 0.88047 | 3
IND_Bihar | TB | 44.82 | 0.84244 | 0.88051 | 1
IND_Bihar | TB | 44.83 | 0.84304 | 0.88054 | 1
IND_Bihar | TB | 44.96 | 0.84364 | 0.88057 | 1
IND_Bihar | TB | 45.06 | 0.84423 | 0.88063 | 1
IND_Bihar | TB | 45.09 | 0.84483 | 0.88073 | 1
IND_Bihar | TB | 45.11 | 0.84543 | 0.88076 | 1
IND_Bihar | TB | 45.17 | 0.84603 | 0.88083 | 1
IND_Bihar | TB | 45.21 | 0.84664 | 0.88083 | 1
IND_Bihar | TB | 45.39 | 0.84724 | 0.88085 | 1
IND_Bihar | TB | 45.4 | 0.84845 | 0.88109 | 2
IND_Bihar | TB | 45.47 | 0.84905 | 0.88112 | 1
IND_Bihar | TB | 45.48 | 0.84965 | 0.88113 | 1
IND_Bihar | TB | 45.55 | 0.85026 | 0.88115 | 1
IND_Bihar | TB | 45.81 | 0.85148 | 0.88125 | 2
IND_Bihar | TB | 45.89 | 0.85209 | 0.88127 | 1
IND_Bihar | TB | 45.91 | 0.8527 | 0.88286 | 1
IND_Bihar | TB | 46.06 | 0.85331 | 0.88289 | 1
IND_Bihar | TB | 46.26 | 0.85392 | 0.88292 | 1
IND_Bihar | TB | 46.27 | 0.85515 | 0.88298 | 2
IND_Bihar | TB | 46.3 | 0.85577 | 0.883 | 1
IND_Bihar | TB | 46.39 | 0.85639 | 0.88302 | 1
IND_Bihar | TB | 46.48 | 0.857 | 0.88306 | 1
IND_Bihar | TB | 46.53 | 0.85762 | 0.88807 | 1
IND_Bihar | TB | 46.56 | 0.85824 | 0.88815 | 1
IND_Bihar | TB | 46.6 | 0.85886 | 0.88817 | 1
IND_Bihar | TB | 46.64 | 0.85948 | 0.88819 | 1
IND_Bihar | TB | 46.72 | 0.8601 | 0.88822 | 1
IND_Bihar | TB | 46.76 | 0.86197 | 0.88833 | 3
IND_Bihar | TB | 46.83 | 0.86259 | 0.88841 | 1
IND_Bihar | TB | 46.96 | 0.86321 | 0.88849 | 1
IND_Bihar | TB | 46.99 | 0.86384 | 0.88854 | 1
IND_Bihar | TB | 47.09 | 0.86509 | 0.88864 | 2
IND_Bihar | TB | 47.1 | 0.86572 | 0.88866 | 1
IND_Bihar | TB | 47.16 | 0.86634 | 0.88868 | 1
IND_Bihar | TB | 47.22 | 0.86697 | 0.8887 | 1
IND_Bihar | TB | 47.23 | 0.86823 | 0.88874 | 2
IND_Bihar | TB | 47.42 | 0.86886 | 0.88876 | 1
IND_Bihar | TB | 47.46 | 0.86949 | 0.88877 | 1
IND_Bihar | TB | 47.47 | 0.87075 | 0.88882 | 2
IND_Bihar | TB | 47.56 | 0.87138 | 0.88884 | 1
IND_Bihar | TB | 47.65 | 0.87201 | 0.88886 | 1
IND_Bihar | TB | 47.69 | 0.87265 | 0.8889 | 1
IND_Bihar | TB | 47.72 | 0.87328 | 0.88892 | 1
IND_Bihar | TB | 47.75 | 0.87519 | 0.88899 | 3
IND_Bihar | TB | 47.94 | 0.87582 | 0.88906 | 1
IND_Bihar | TB | 48.02 | 0.87646 | 0.88938 | 1
IND_Bihar | TB | 48.14 | 0.8771 | 0.88942 | 1
IND_Bihar | TB | 48.19 | 0.87774 | 0.8895 | 1
IND_Bihar | TB | 48.2 | 0.87838 | 0.88952 | 1
IND_Bihar | TB | 48.35 | 0.87967 | 0.88957 | 2
IND_Bihar | TB | 48.44 | 0.88031 | 0.8896 | 1
IND_Bihar | TB | 48.52 | 0.88096 | 0.89542 | 1
IND_Bihar | TB | 48.77 | 0.88161 | 0.89544 | 1
IND_Bihar | TB | 49.13 | 0.88356 | 0.89656 | 3
IND_Bihar | TB | 49.22 | 0.88422 | 0.89659 | 1
IND_Bihar | TB | 49.23 | 0.89207 | 0.89953 | 12
IND_Bihar | TB | 49.42 | 0.89273 | 0.89957 | 1
IND_Bihar | TB | 49.44 | 0.89339 | 0.89959 | 1
IND_Bihar | TB | 49.58 | 0.89404 | 0.89962 | 1
IND_Bihar | TB | 49.87 | 0.89537 | 0.89967 | 2
IND_Bihar | TB | 50.03 | 0.89803 | 0.89978 | 4
IND_Bihar | TB | 50.08 | 0.8987 | 0.89983 | 1
IND_Bihar | TB | 50.14 | 0.89936 | 0.89986 | 1
IND_Bihar | TB | 50.17 | 0.90003 | 0.90098 | 1
IND_Bihar | TB | 50.18 | 0.9007 | 0.90101 | 1
IND_Bihar | TB | 50.19 | 0.90203 | 0.90117 | 2
IND_Bihar | TB | 50.22 | 0.9027 | 0.90119 | 1
IND_Bihar | TB | 50.26 | 0.90337 | 0.90122 | 1
IND_Bihar | TB | 50.34 | 0.90403 | 0.90124 | 1
IND_Bihar | TB | 50.35 | 0.9047 | 0.90126 | 1
IND_Bihar | TB | 50.59 | 0.90538 | 0.9066 | 1
IND_Bihar | TB | 50.6 | 0.90874 | 0.90699 | 5
IND_Bihar | TB | 50.74 | 0.90941 | 0.90701 | 1
IND_Bihar | TB | 50.83 | 0.91009 | 0.90711 | 1
IND_Bihar | TB | 50.98 | 0.91144 | 0.90715 | 2
IND_Bihar | TB | 51.08 | 0.91212 | 0.90764 | 1
IND_Bihar | TB | 51.3 | 0.91281 | 0.90769 | 1
IND_Bihar | TB | 51.32 | 0.91349 | 0.90846 | 1
IND_Bihar | TB | 51.46 | 0.91417 | 0.90848 | 1
IND_Bihar | TB | 51.79 | 0.91486 | 0.9085 | 1
IND_Bihar | TB | 51.8 | 0.91555 | 0.90852 | 1
IND_Bihar | TB | 51.83 | 0.91624 | 0.90855 | 1
IND_Bihar | TB | 51.9 | 0.91693 | 0.90909 | 1
IND_Bihar | TB | 51.95 | 0.91762 | 0.90975 | 1
IND_Bihar | TB | 51.96 | 0.91831 | 0.90977 | 1
IND_Bihar | TB | 52.02 | 0.919 | 0.91276 | 1
IND_Bihar | TB | 52.37 | 0.9197 | 0.91278 | 1
IND_Bihar | TB | 52.66 | 0.9204 | 0.91281 | 1
IND_Bihar | TB | 52.68 | 0.9211 | 0.91287 | 1
IND_Bihar | TB | 52.76 | 0.9232 | 0.91315 | 3
IND_Bihar | TB | 52.77 | 0.9239 | 0.91317 | 1
IND_Bihar | TB | 52.78 | 0.9246 | 0.9132 | 1
IND_Bihar | TB | 53.05 | 0.92742 | 0.91335 | 4
IND_Bihar | TB | 53.1 | 0.92813 | 0.91337 | 1
IND_Bihar | TB | 53.15 | 0.92954 | 0.91344 | 2
IND_Bihar | TB | 53.32 | 0.93025 | 0.91347 | 1
IND_Bihar | TB | 53.48 | 0.93096 | 0.91357 | 1
IND_Bihar | TB | 53.61 | 0.93167 | 0.91836 | 1
IND_Bihar | TB | 53.73 | 0.93239 | 0.91901 | 1
IND_Bihar | TB | 53.84 | 0.9331 | 0.91903 | 1
IND_Bihar | TB | 53.85 | 0.93382 | 0.91905 | 1
IND_Bihar | TB | 53.94 | 0.93884 | 0.91996 | 7
IND_Bihar | TB | 53.98 | 0.93956 | 0.92298 | 1
IND_Bihar | TB | 54.29 | 0.94533 | 0.92339 | 8
IND_Bihar | TB | 54.58 | 0.94605 | 0.92569 | 1
IND_Bihar | TB | 54.68 | 0.94823 | 0.92583 | 3
IND_Bihar | TB | 55.02 | 0.94897 | 0.92591 | 1
IND_Bihar | TB | 55.59 | 0.9497 | 0.926 | 1
IND_Bihar | TB | 55.9 | 0.95119 | 0.92604 | 2
IND_Bihar | TB | 56.06 | 0.95194 | 0.92604 | 1
IND_Bihar | TB | 56.17 | 0.95268 | 0.92607 | 1
IND_Bihar | TB | 56.73 | 0.95344 | 0.92608 | 1
IND_Bihar | TB | 56.76 | 0.95419 | 0.92611 | 1
IND_Bihar | TB | 57.33 | 0.95495 | 0.92614 | 1
IND_Bihar | TB | 57.43 | 0.95572 | 0.92617 | 1
IND_Bihar | TB | 57.72 | 0.95648 | 0.93122 | 1
IND_Bihar | TB | 58.88 | 0.95727 | 0.93516 | 1
IND_Bihar | TB | 58.89 | 0.95805 | 0.93519 | 1
IND_Bihar | TB | 59.35 | 0.95884 | 0.93675 | 1
IND_Bihar | TB | 59.53 | 0.95963 | 0.93677 | 1
IND_Bihar | TB | 60.13 | 0.96283 | 0.93683 | 4
IND_Bihar | TB | 60.77 | 0.96363 | 0.93685 | 1
IND_Bihar | TB | 61.14 | 0.96445 | 0.93707 | 1
IND_Bihar | TB | 62.56 | 0.96528 | 0.93945 | 1
IND_Bihar | TB | 62.81 | 0.96611 | 0.93973 | 1
IND_Bihar | TB | 64.34 | 0.96697 | 0.94412 | 1
IND_Bihar | TB | 65.36 | 0.96784 | 0.94413 | 1
IND_Bihar | TB | 66.73 | 0.96961 | 0.94455 | 2
IND_Bihar | TB | 68.91 | 0.97053 | 0.94642 | 1
IND_Bihar | TB | 70.11 | 0.97146 | 0.94644 | 1
IND_Bihar | TB | 70.3 | 0.97239 | 0.94758 | 1
IND_Bihar | TB | 71.76 | 0.97335 | 0.95016 | 1
IND_Bihar | TB | 73.62 | 0.97433 | 0.95017 | 1
IND_Bihar | TB | 75.33 | 0.97533 | 0.95017 | 1
IND_Bihar | TB | 76.72 | 0.97737 | 0.95894 | 2
IND_Bihar | TB | 78.87 | 0.97841 | 0.96135 | 1
IND_Bihar | TB | 79.41 | 0.97947 | 0.96276 | 1
IND_Bihar | TB | 83.75 | 0.98058 | 0.96277 | 1
IND_Bihar | TB | 85.62 | 0.98172 | 0.97037 | 1
IND_Bihar | TB | 123.11 | 0.98336 | 0.97137 | 1
IND_Bihar | TB | 123.95 | 0.985 | 0.97241 | 1
IND_Bihar | TB | 124.47 | 0.98666 | 0.97433 | 1
IND_Bihar | TB | 131.43 | 0.98841 | 0.9762 | 1
IND_Bihar | TB | 133.82 | 0.99018 | 0.98234 | 1
IND_Bihar | TB | 150.58 | 0.99219 | 0.98787 | 1
IND_Bihar | TB | 167.87 | 0.99442 | 0.99094 | 1
IND_Bihar | TB | 186.74 | 0.9969 | 0.99508 | 1
IND_Bihar | TB | 233.24 | 1 | 1 | 1
ZMB | HIV | 0.03 | 2.3417e-07 | 6.9669e-05 | 3
ZMB | HIV | 0.05 | 3.6426e-07 | 0.0013245 | 1
ZMB | HIV | 0.06 | 6.7649e-07 | 0.0013383 | 2
ZMB | HIV | 0.07 | 8.5862e-07 | 0.0020097 | 1
ZMB | HIV | 0.16 | 1.2749e-06 | 0.0029636 | 1
ZMB | HIV | 0.24 | 1.8994e-06 | 0.0030601 | 1
ZMB | HIV | 0.44 | 3.0442e-06 | 0.0033066 | 1
ZMB | HIV | 0.5 | 5.6461e-06 | 0.0046334 | 2
ZMB | HIV | 0.58 | 7.1552e-06 | 0.0046586 | 1
ZMB | HIV | 0.78 | 9.1846e-06 | 0.0098011 | 1
ZMB | HIV | 0.82 | 1.1318e-05 | 0.010184 | 1
ZMB | HIV | 0.83 | 1.3478e-05 | 0.010321 | 1
ZMB | HIV | 0.86 | 1.5715e-05 | 0.010937 | 1
ZMB | HIV | 1.02 | 1.8369e-05 | 0.010959 | 1
ZMB | HIV | 1.09 | 2.1205e-05 | 0.011895 | 1
ZMB | HIV | 1.19 | 2.4302e-05 | 0.012014 | 1
ZMB | HIV | 1.23 | 4.0303e-05 | 0.012154 | 5
ZMB | HIV | 1.32 | 4.3738e-05 | 0.012272 | 1
ZMB | HIV | 1.36 | 4.7276e-05 | 0.012404 | 1
ZMB | HIV | 1.38 | 5.0867e-05 | 0.012425 | 1
ZMB | HIV | 1.41 | 5.4535e-05 | 0.012698 | 1
ZMB | HIV | 1.45 | 5.8308e-05 | 0.013128 | 1
ZMB | HIV | 1.5 | 6.2211e-05 | 0.013129 | 1
ZMB | HIV | 1.53 | 6.6192e-05 | 0.014062 | 1
ZMB | HIV | 1.68 | 7.0563e-05 | 0.015161 | 1
ZMB | HIV | 1.69 | 7.496e-05 | 0.015162 | 1
ZMB | HIV | 1.72 | 8.3911e-05 | 0.018091 | 2
ZMB | HIV | 1.96 | 8.901e-05 | 0.018094 | 1
ZMB | HIV | 2 | 9.4214e-05 | 0.018902 | 1
ZMB | HIV | 2.01 | 0.00010467 | 0.020428 | 2
ZMB | HIV | 2.26 | 0.00011055 | 0.020545 | 1
ZMB | HIV | 2.28 | 0.00011649 | 0.021228 | 1
ZMB | HIV | 2.31 | 0.0001225 | 0.021482 | 1
ZMB | HIV | 2.38 | 0.00015965 | 0.032163 | 6
ZMB | HIV | 2.44 | 0.000166 | 0.032235 | 1
ZMB | HIV | 2.47 | 0.00017243 | 0.032282 | 1
ZMB | HIV | 2.51 | 0.00017896 | 0.035353 | 1
ZMB | HIV | 2.52 | 0.00019207 | 0.035988 | 2
ZMB | HIV | 2.54 | 0.00019868 | 0.039197 | 1
ZMB | HIV | 2.61 | 0.00020547 | 0.039551 | 1
ZMB | HIV | 2.67 | 0.00021242 | 0.039554 | 1
ZMB | HIV | 2.71 | 0.00021947 | 0.039559 | 1
ZMB | HIV | 2.76 | 0.00022665 | 0.039627 | 1
ZMB | HIV | 2.77 | 0.00023386 | 0.040911 | 1
ZMB | HIV | 2.86 | 0.0002413 | 0.043145 | 1
ZMB | HIV | 2.87 | 0.00024877 | 0.044424 | 1
ZMB | HIV | 2.9 | 0.00026386 | 0.050179 | 2
ZMB | HIV | 2.92 | 0.00033223 | 0.050731 | 9
ZMB | HIV | 2.97 | 0.00033996 | 0.050732 | 1
ZMB | HIV | 3.08 | 0.00034798 | 0.059166 | 1
ZMB | HIV | 3.15 | 0.00035617 | 0.063649 | 1
ZMB | HIV | 3.2 | 0.0003645 | 0.063789 | 1
ZMB | HIV | 3.36 | 0.00037324 | 0.064569 | 1
ZMB | HIV | 3.39 | 0.00038206 | 0.064602 | 1
ZMB | HIV | 3.52 | 0.00039122 | 0.064661 | 1
ZMB | HIV | 3.65 | 0.00040072 | 0.064702 | 1
ZMB | HIV | 3.67 | 0.00041026 | 0.065411 | 1
ZMB | HIV | 3.71 | 0.00041992 | 0.069617 | 1
ZMB | HIV | 3.8 | 0.0004298 | 0.07002 | 1
ZMB | HIV | 3.81 | 0.00043972 | 0.072127 | 1
ZMB | HIV | 3.85 | 0.00044973 | 0.082793 | 1
ZMB | HIV | 3.86 | 0.00049995 | 0.08302 | 5
ZMB | HIV | 3.89 | 0.00051007 | 0.083151 | 1
ZMB | HIV | 3.97 | 0.0005204 | 0.084202 | 1
ZMB | HIV | 4.02 | 0.00056224 | 0.091237 | 4
ZMB | HIV | 4.05 | 0.00057278 | 0.091632 | 1
ZMB | HIV | 4.06 | 0.00058334 | 0.091862 | 1
ZMB | HIV | 4.12 | 0.00059406 | 0.092282 | 1
ZMB | HIV | 4.38 | 0.00060546 | 0.09273 | 1
ZMB | HIV | 4.39 | 0.0006283 | 0.095144 | 2
ZMB | HIV | 4.4 | 0.00063975 | 0.09583 | 1
ZMB | HIV | 4.44 | 0.0006513 | 0.096583 | 1
ZMB | HIV | 4.48 | 0.00066296 | 0.096589 | 1
ZMB | HIV | 4.5 | 0.00067467 | 0.097993 | 1
ZMB | HIV | 4.54 | 0.00068648 | 0.098002 | 1
ZMB | HIV | 4.61 | 0.00069847 | 0.098891 | 1
ZMB | HIV | 4.62 | 0.00071049 | 0.1016 | 1
ZMB | HIV | 4.64 | 0.00072257 | 0.10187 | 1
ZMB | HIV | 4.68 | 0.00074692 | 0.10219 | 2
ZMB | HIV | 4.69 | 0.00075912 | 0.10222 | 1
ZMB | HIV | 4.74 | 0.00077146 | 0.10504 | 1
ZMB | HIV | 4.77 | 0.00078387 | 0.10656 | 1
ZMB | HIV | 4.8 | 0.00079636 | 0.11568 | 1
ZMB | HIV | 4.81 | 0.00080887 | 0.11736 | 1
ZMB | HIV | 4.87 | 0.00082154 | 0.11737 | 1
ZMB | HIV | 4.88 | 0.00084694 | 0.1175 | 2
ZMB | HIV | 4.93 | 0.00085976 | 0.1191 | 1
ZMB | HIV | 4.95 | 0.00087264 | 0.12051 | 1
ZMB | HIV | 5.02 | 0.00088571 | 0.12171 | 1
ZMB | HIV | 5.07 | 0.0008989 | 0.12414 | 1
ZMB | HIV | 5.08 | 0.00091211 | 0.12728 | 1
ZMB | HIV | 5.09 | 0.0009386 | 0.13522 | 2
ZMB | HIV | 5.38 | 0.0009526 | 0.13555 | 1
ZMB | HIV | 5.42 | 0.0009667 | 0.13743 | 1
ZMB | HIV | 5.46 | 0.00098091 | 0.13746 | 1
ZMB | HIV | 5.5 | 0.00099522 | 0.13958 | 1
ZMB | HIV | 5.54 | 0.0010096 | 0.13988 | 1
ZMB | HIV | 5.62 | 0.0010243 | 0.1399 | 1
ZMB | HIV | 5.65 | 0.0010537 | 0.14127 | 2
ZMB | HIV | 5.7 | 0.0010685 | 0.14141 | 1
ZMB | HIV | 5.71 | 0.0010833 | 0.14247 | 1
ZMB | HIV | 5.73 | 0.0010983 | 0.14341 | 1
ZMB | HIV | 5.74 | 0.0011281 | 0.14426 | 2
ZMB | HIV | 5.78 | 0.0011432 | 0.14442 | 1
ZMB | HIV | 5.85 | 0.0011584 | 0.14454 | 1
ZMB | HIV | 5.87 | 0.0013111 | 0.14552 | 10
ZMB | HIV | 5.91 | 0.0013265 | 0.14684 | 1
ZMB | HIV | 5.94 | 0.0013419 | 0.14729 | 1
ZMB | HIV | 5.98 | 0.0013575 | 0.14737 | 1
ZMB | HIV | 5.99 | 0.0013731 | 0.14758 | 1
ZMB | HIV | 6.02 | 0.0013888 | 0.15309 | 1
ZMB | HIV | 6.12 | 0.0014047 | 0.15323 | 1
ZMB | HIV | 6.16 | 0.0014207 | 0.1538 | 1
ZMB | HIV | 6.18 | 0.0014368 | 0.1538 | 1
ZMB | HIV | 6.24 | 0.001453 | 0.15388 | 1
ZMB | HIV | 6.39 | 0.0014696 | 0.15389 | 1
ZMB | HIV | 6.4 | 0.0014863 | 0.15389 | 1
ZMB | HIV | 6.41 | 0.001503 | 0.15391 | 1
ZMB | HIV | 6.42 | 0.0015197 | 0.15418 | 1
ZMB | HIV | 6.44 | 0.0015364 | 0.15949 | 1
ZMB | HIV | 6.45 | 0.0015532 | 0.15962 | 1
ZMB | HIV | 6.46 | 0.00157 | 0.16032 | 1
ZMB | HIV | 6.47 | 0.0015869 | 0.17845 | 1
ZMB | HIV | 6.48 | 0.0016037 | 0.17853 | 1
ZMB | HIV | 6.51 | 0.0016207 | 0.17854 | 1
ZMB | HIV | 6.55 | 0.0016377 | 0.17856 | 1
ZMB | HIV | 6.56 | 0.0016548 | 0.1798 | 1
ZMB | HIV | 6.65 | 0.0016721 | 0.18376 | 1
ZMB | HIV | 6.75 | 0.0016896 | 0.18776 | 1
ZMB | HIV | 6.87 | 0.0017075 | 0.19011 | 1
ZMB | HIV | 6.96 | 0.0017256 | 0.19131 | 1
ZMB | HIV | 7.06 | 0.001744 | 0.19603 | 1
ZMB | HIV | 7.08 | 0.0017624 | 0.19623 | 1
ZMB | HIV | 7.11 | 0.0017809 | 0.19771 | 1
ZMB | HIV | 7.17 | 0.0017996 | 0.1986 | 1
ZMB | HIV | 7.2 | 0.001837 | 0.20289 | 2
ZMB | HIV | 7.22 | 0.0018558 | 0.20297 | 1
ZMB | HIV | 7.23 | 0.0018746 | 0.20448 | 1
ZMB | HIV | 7.24 | 0.0019123 | 0.20491 | 2
ZMB | HIV | 7.37 | 0.0019698 | 0.20496 | 3
ZMB | HIV | 7.42 | 0.0020084 | 0.20738 | 2
ZMB | HIV | 7.44 | 0.0020278 | 0.2076 | 1
ZMB | HIV | 7.46 | 0.0020472 | 0.2077 | 1
ZMB | HIV | 7.52 | 0.0020863 | 0.20886 | 2
ZMB | HIV | 7.88 | 0.0021068 | 0.20911 | 1
ZMB | HIV | 7.89 | 0.0021274 | 0.2099 | 1
ZMB | HIV | 7.93 | 0.002148 | 0.20998 | 1
ZMB | HIV | 7.95 | 0.0021687 | 0.21266 | 1
ZMB | HIV | 7.97 | 0.0022102 | 0.21954 | 2
ZMB | HIV | 8.11 | 0.0022313 | 0.2198 | 1
ZMB | HIV | 8.18 | 0.0022525 | 0.22053 | 1
ZMB | HIV | 8.32 | 0.0022742 | 0.22183 | 1
ZMB | HIV | 8.35 | 0.0022959 | 0.22241 | 1
ZMB | HIV | 8.63 | 0.0023184 | 0.22296 | 1
ZMB | HIV | 8.73 | 0.0023638 | 0.22331 | 2
ZMB | HIV | 8.74 | 0.0023865 | 0.22832 | 1
ZMB | HIV | 8.84 | 0.0024095 | 0.22836 | 1
ZMB | HIV | 8.85 | 0.0024326 | 0.22847 | 1
ZMB | HIV | 8.96 | 0.0024792 | 0.22863 | 2
ZMB | HIV | 9.01 | 0.0025026 | 0.22895 | 1
ZMB | HIV | 9.07 | 0.0025262 | 0.22953 | 1
ZMB | HIV | 9.09 | 0.0025499 | 0.22956 | 1
ZMB | HIV | 9.23 | 0.0025739 | 0.23074 | 1
ZMB | HIV | 9.27 | 0.002598 | 0.23333 | 1
ZMB | HIV | 9.31 | 0.0026465 | 0.234 | 2
ZMB | HIV | 9.38 | 0.0026709 | 0.2341 | 1
ZMB | HIV | 9.55 | 0.0026957 | 0.23456 | 1
ZMB | HIV | 9.56 | 0.0027206 | 0.2354 | 1
ZMB | HIV | 9.65 | 0.0027457 | 0.23563 | 1
ZMB | HIV | 9.7 | 0.0027709 | 0.23589 | 1
ZMB | HIV | 9.77 | 0.0027964 | 0.23597 | 1
ZMB | HIV | 9.84 | 0.002822 | 0.23602 | 1
ZMB | HIV | 9.89 | 0.0028477 | 0.23657 | 1
ZMB | HIV | 9.9 | 0.0028735 | 0.2389 | 1
ZMB | HIV | 9.94 | 0.0028993 | 0.23945 | 1
ZMB | HIV | 10.06 | 0.0029255 | 0.23949 | 1
ZMB | HIV | 10.1 | 0.0029518 | 0.24008 | 1
ZMB | HIV | 10.23 | 0.0029784 | 0.24813 | 1
ZMB | HIV | 10.25 | 0.0030051 | 0.25076 | 1
ZMB | HIV | 10.35 | 0.003032 | 0.2515 | 1
ZMB | HIV | 10.42 | 0.0030591 | 0.25581 | 1
ZMB | HIV | 10.58 | 0.0030866 | 0.25983 | 1
ZMB | HIV | 10.75 | 0.0031146 | 0.26105 | 1
ZMB | HIV | 10.83 | 0.0031428 | 0.26113 | 1
ZMB | HIV | 10.92 | 0.0031712 | 0.26114 | 1
ZMB | HIV | 10.98 | 0.0031998 | 0.26134 | 1
ZMB | HIV | 11.08 | 0.0032286 | 0.26139 | 1
ZMB | HIV | 11.1 | 0.0032575 | 0.26489 | 1
ZMB | HIV | 11.16 | 0.0033155 | 0.26586 | 2
ZMB | HIV | 11.31 | 0.003345 | 0.2662 | 1
ZMB | HIV | 11.45 | 0.0033748 | 0.26632 | 1
ZMB | HIV | 11.46 | 0.0034046 | 0.26633 | 1
ZMB | HIV | 11.51 | 0.0034345 | 0.26646 | 1
ZMB | HIV | 11.6 | 0.0034647 | 0.26797 | 1
ZMB | HIV | 11.69 | 0.0034951 | 0.26801 | 1
ZMB | HIV | 11.71 | 0.0035256 | 0.26827 | 1
ZMB | HIV | 11.73 | 0.0035561 | 0.26843 | 1
ZMB | HIV | 11.76 | 0.0035867 | 0.2685 | 1
ZMB | HIV | 11.79 | 0.0036174 | 0.2701 | 1
ZMB | HIV | 11.8 | 0.0036481 | 0.27076 | 1
ZMB | HIV | 11.84 | 0.0036789 | 0.27087 | 1
ZMB | HIV | 11.92 | 0.0037099 | 0.27744 | 1
ZMB | HIV | 11.97 | 0.0037411 | 0.27866 | 1
ZMB | HIV | 12.01 | 0.0037723 | 0.27878 | 1
ZMB | HIV | 12.02 | 0.0038036 | 0.28403 | 1
ZMB | HIV | 12.03 | 0.0038662 | 0.28443 | 2
ZMB | HIV | 12.16 | 0.0038978 | 0.28457 | 1
ZMB | HIV | 12.21 | 0.0039296 | 0.2912 | 1
ZMB | HIV | 12.28 | 0.0039615 | 0.29156 | 1
ZMB | HIV | 12.35 | 0.0039937 | 0.2916 | 1
ZMB | HIV | 12.51 | 0.0040588 | 0.29163 | 2
ZMB | HIV | 12.52 | 0.0040913 | 0.29339 | 1
ZMB | HIV | 12.54 | 0.004124 | 0.29341 | 1
ZMB | HIV | 12.62 | 0.0041568 | 0.29398 | 1
ZMB | HIV | 12.74 | 0.00419 | 0.29512 | 1
ZMB | HIV | 12.78 | 0.0042232 | 0.29516 | 1
ZMB | HIV | 12.92 | 0.0042568 | 0.29517 | 1
ZMB | HIV | 13.09 | 0.0042909 | 0.29586 | 1
ZMB | HIV | 13.17 | 0.0043252 | 0.29677 | 1
ZMB | HIV | 13.18 | 0.0043594 | 0.29713 | 1
ZMB | HIV | 13.25 | 0.0043939 | 0.29725 | 1
ZMB | HIV | 13.26 | 0.0044284 | 0.30146 | 1
ZMB | HIV | 13.31 | 0.0044631 | 0.30147 | 1
ZMB | HIV | 13.39 | 0.0044979 | 0.30149 | 1
ZMB | HIV | 13.47 | 0.004568 | 0.30193 | 2
ZMB | HIV | 13.58 | 0.0046033 | 0.30219 | 1
ZMB | HIV | 13.61 | 0.0046387 | 0.30221 | 1
ZMB | HIV | 13.64 | 0.0046742 | 0.30237 | 1
ZMB | HIV | 13.68 | 0.0048166 | 0.30239 | 4
ZMB | HIV | 13.88 | 0.0048527 | 0.30341 | 1
ZMB | HIV | 13.91 | 0.0049975 | 0.3035 | 4
ZMB | HIV | 13.97 | 0.0050338 | 0.30354 | 1
ZMB | HIV | 14.02 | 0.0050703 | 0.30357 | 1
ZMB | HIV | 14.13 | 0.0051071 | 0.3036 | 1
ZMB | HIV | 14.21 | 0.005144 | 0.30361 | 1
ZMB | HIV | 14.23 | 0.0051811 | 0.30491 | 1
ZMB | HIV | 14.36 | 0.0052184 | 0.30492 | 1
ZMB | HIV | 14.44 | 0.005256 | 0.30492 | 1
ZMB | HIV | 14.51 | 0.0052938 | 0.30492 | 1
ZMB | HIV | 14.6 | 0.0053317 | 0.30492 | 1
ZMB | HIV | 14.74 | 0.0053701 | 0.30526 | 1
ZMB | HIV | 14.78 | 0.0054085 | 0.3053 | 1
ZMB | HIV | 14.81 | 0.0054471 | 0.30531 | 1
ZMB | HIV | 14.82 | 0.0054856 | 0.3058 | 1
ZMB | HIV | 14.86 | 0.0055243 | 0.30626 | 1
ZMB | HIV | 14.95 | 0.0055632 | 0.30626 | 1
ZMB | HIV | 15.03 | 0.0056414 | 0.30678 | 2
ZMB | HIV | 15.06 | 0.0056806 | 0.30692 | 1
ZMB | HIV | 15.12 | 0.0057199 | 0.30823 | 1
ZMB | HIV | 15.13 | 0.0057593 | 0.30836 | 1
ZMB | HIV | 15.18 | 0.0058383 | 0.30855 | 2
ZMB | HIV | 15.2 | 0.0058778 | 0.30881 | 1
ZMB | HIV | 15.22 | 0.0059174 | 0.30884 | 1
ZMB | HIV | 15.25 | 0.0059571 | 0.30888 | 1
ZMB | HIV | 15.32 | 0.005997 | 0.30896 | 1
ZMB | HIV | 15.37 | 0.006077 | 0.3091 | 2
ZMB | HIV | 15.51 | 0.0061173 | 0.30911 | 1
ZMB | HIV | 15.73 | 0.0061583 | 0.30921 | 1
ZMB | HIV | 15.76 | 0.0061993 | 0.30921 | 1
ZMB | HIV | 15.78 | 0.0062403 | 0.30924 | 1
ZMB | HIV | 15.85 | 0.0062816 | 0.30971 | 1
ZMB | HIV | 16.26 | 0.0063239 | 0.31536 | 1
ZMB | HIV | 16.27 | 0.0063662 | 0.31652 | 1
ZMB | HIV | 16.37 | 0.0064088 | 0.31728 | 1
ZMB | HIV | 16.44 | 0.0064516 | 0.31731 | 1
ZMB | HIV | 16.6 | 0.0064948 | 0.31733 | 1
ZMB | HIV | 16.62 | 0.006538 | 0.31755 | 1
ZMB | HIV | 16.71 | 0.0065815 | 0.3176 | 1
ZMB | HIV | 16.91 | 0.0066255 | 0.31761 | 1
ZMB | HIV | 16.93 | 0.0066695 | 0.31778 | 1
ZMB | HIV | 16.96 | 0.0067137 | 0.31787 | 1
ZMB | HIV | 17.37 | 0.0067588 | 0.3179 | 1
ZMB | HIV | 17.38 | 0.0068041 | 0.33785 | 1
ZMB | HIV | 17.61 | 0.0068499 | 0.33785 | 1
ZMB | HIV | 17.85 | 0.0068963 | 0.33824 | 1
ZMB | HIV | 18.08 | 0.0069434 | 0.33827 | 1
ZMB | HIV | 18.11 | 0.0069905 | 0.33828 | 1
ZMB | HIV | 18.19 | 0.0070378 | 0.33829 | 1
ZMB | HIV | 18.2 | 0.0070852 | 0.33835 | 1
ZMB | HIV | 18.27 | 0.0071327 | 0.33851 | 1
ZMB | HIV | 18.42 | 0.0071806 | 0.3417 | 1
ZMB | HIV | 18.72 | 0.0072293 | 0.34174 | 1
ZMB | HIV | 18.81 | 0.0072783 | 0.34187 | 1
ZMB | HIV | 18.89 | 0.0073274 | 0.34462 | 1
ZMB | HIV | 18.9 | 0.0073766 | 0.34465 | 1
ZMB | HIV | 19.07 | 0.0074262 | 0.34476 | 1
ZMB | HIV | 19.12 | 0.007476 | 0.34477 | 1
ZMB | HIV | 19.17 | 0.0075259 | 0.34503 | 1
ZMB | HIV | 19.26 | 0.007576 | 0.34504 | 1
ZMB | HIV | 19.55 | 0.0076268 | 0.3454 | 1
ZMB | HIV | 19.57 | 0.0076777 | 0.34546 | 1
ZMB | HIV | 19.81 | 0.0077293 | 0.34599 | 1
ZMB | HIV | 19.82 | 0.0077809 | 0.34599 | 1
ZMB | HIV | 19.83 | 0.0078325 | 0.34811 | 1
ZMB | HIV | 19.96 | 0.0078844 | 0.34811 | 1
ZMB | HIV | 20.05 | 0.0079366 | 0.34952 | 1
ZMB | HIV | 20.21 | 0.0079891 | 0.34957 | 1
ZMB | HIV | 20.25 | 0.0080945 | 0.34961 | 2
ZMB | HIV | 20.26 | 0.0081472 | 0.35003 | 1
ZMB | HIV | 20.32 | 0.0082001 | 0.35003 | 1
ZMB | HIV | 20.36 | 0.0082531 | 0.35021 | 1
ZMB | HIV | 20.4 | 0.0083062 | 0.35022 | 1
ZMB | HIV | 20.42 | 0.0083593 | 0.35029 | 1
ZMB | HIV | 20.44 | 0.0084125 | 0.35231 | 1
ZMB | HIV | 20.47 | 0.0084657 | 0.35238 | 1
ZMB | HIV | 20.51 | 0.0085191 | 0.35243 | 1
ZMB | HIV | 20.59 | 0.0086262 | 0.35249 | 2
ZMB | HIV | 20.77 | 0.0086803 | 0.3525 | 1
ZMB | HIV | 20.82 | 0.0087345 | 0.35269 | 1
ZMB | HIV | 21 | 0.0087891 | 0.3527 | 1
ZMB | HIV | 21.02 | 0.0088438 | 0.35271 | 1
ZMB | HIV | 21.11 | 0.0088987 | 0.35288 | 1
ZMB | HIV | 21.16 | 0.0089538 | 0.3532 | 1
ZMB | HIV | 21.29 | 0.0090092 | 0.35487 | 1
ZMB | HIV | 21.36 | 0.0090647 | 0.35495 | 1
ZMB | HIV | 21.42 | 0.0091205 | 0.35495 | 1
ZMB | HIV | 21.53 | 0.0091765 | 0.35574 | 1
ZMB | HIV | 21.58 | 0.0092326 | 0.35632 | 1
ZMB | HIV | 21.65 | 0.009289 | 0.35645 | 1
ZMB | HIV | 21.84 | 0.0093458 | 0.35671 | 1
ZMB | HIV | 21.88 | 0.0094027 | 0.3572 | 1
ZMB | HIV | 21.92 | 0.0094597 | 0.35731 | 1
ZMB | HIV | 22.32 | 0.0095178 | 0.3576 | 1
ZMB | HIV | 22.33 | 0.0095759 | 0.35804 | 1
ZMB | HIV | 22.35 | 0.0096922 | 0.3581 | 2
ZMB | HIV | 22.37 | 0.0097504 | 0.35846 | 1
ZMB | HIV | 22.41 | 0.009867 | 0.35907 | 2
ZMB | HIV | 22.7 | 0.0099261 | 0.35907 | 1
ZMB | HIV | 22.88 | 0.0099856 | 0.35923 | 1
ZMB | HIV | 22.98 | 0.010045 | 0.35923 | 1
ZMB | HIV | 23.3 | 0.010106 | 0.35927 | 1
ZMB | HIV | 23.51 | 0.010167 | 0.3599 | 1
ZMB | HIV | 23.53 | 0.010228 | 0.35993 | 1
ZMB | HIV | 23.61 | 0.01029 | 0.35994 | 1
ZMB | HIV | 24.13 | 0.010353 | 0.35994 | 1
ZMB | HIV | 24.18 | 0.010416 | 0.36001 | 1
ZMB | HIV | 24.23 | 0.010479 | 0.36003 | 1
ZMB | HIV | 24.28 | 0.010542 | 0.36005 | 1
ZMB | HIV | 24.32 | 0.010605 | 0.36024 | 1
ZMB | HIV | 24.4 | 0.010732 | 0.36061 | 2
ZMB | HIV | 24.48 | 0.010796 | 0.36061 | 1
ZMB | HIV | 24.65 | 0.01086 | 0.3607 | 1
ZMB | HIV | 24.87 | 0.010925 | 0.36109 | 1
ZMB | HIV | 24.96 | 0.01099 | 0.36182 | 1
ZMB | HIV | 24.98 | 0.011055 | 0.36183 | 1
ZMB | HIV | 25.01 | 0.01112 | 0.36186 | 1
ZMB | HIV | 25.16 | 0.011185 | 0.3629 | 1
ZMB | HIV | 25.23 | 0.011316 | 0.36511 | 2
ZMB | HIV | 25.34 | 0.011382 | 0.3652 | 1
ZMB | HIV | 25.89 | 0.01145 | 0.3652 | 1
ZMB | HIV | 26.3 | 0.011518 | 0.36558 | 1
ZMB | HIV | 26.46 | 0.011587 | 0.36558 | 1
ZMB | HIV | 26.95 | 0.011657 | 0.36575 | 1
ZMB | HIV | 26.97 | 0.011727 | 0.36576 | 1
ZMB | HIV | 27.03 | 0.011798 | 0.3658 | 1
ZMB | HIV | 27.12 | 0.011868 | 0.36581 | 1
ZMB | HIV | 27.19 | 0.011939 | 0.36593 | 1
ZMB | HIV | 27.31 | 0.01201 | 0.36616 | 1
ZMB | HIV | 27.89 | 0.012082 | 0.36627 | 1
ZMB | HIV | 27.97 | 0.012155 | 0.36627 | 1
ZMB | HIV | 28.25 | 0.012229 | 0.36627 | 1
ZMB | HIV | 28.35 | 0.012303 | 0.36628 | 1
ZMB | HIV | 28.63 | 0.012377 | 0.36628 | 1
ZMB | HIV | 28.92 | 0.012452 | 0.36632 | 1
ZMB | HIV | 28.94 | 0.012528 | 0.36754 | 1
ZMB | HIV | 29.04 | 0.012603 | 0.36822 | 1
ZMB | HIV | 29.12 | 0.012679 | 0.36828 | 1
ZMB | HIV | 29.22 | 0.012755 | 0.3692 | 1
ZMB | HIV | 29.42 | 0.012831 | 0.36927 | 1
ZMB | HIV | 29.52 | 0.012908 | 0.36935 | 1
ZMB | HIV | 29.66 | 0.012985 | 0.36935 | 1
ZMB | HIV | 29.83 | 0.013063 | 0.3722 | 1
ZMB | HIV | 29.97 | 0.013219 | 0.37226 | 2
ZMB | HIV | 30.08 | 0.013297 | 0.37227 | 1
ZMB | HIV | 30.13 | 0.013376 | 0.37227 | 1
ZMB | HIV | 30.24 | 0.013454 | 0.3723 | 1
ZMB | HIV | 30.36 | 0.013612 | 0.3723 | 2
ZMB | HIV | 30.4 | 0.013771 | 0.37247 | 2
ZMB | HIV | 30.68 | 0.01385 | 0.37268 | 1
ZMB | HIV | 31.04 | 0.013931 | 0.37289 | 1
ZMB | HIV | 31.34 | 0.014013 | 0.3729 | 1
ZMB | HIV | 31.41 | 0.014094 | 0.37294 | 1
ZMB | HIV | 31.45 | 0.014176 | 0.37296 | 1
ZMB | HIV | 31.49 | 0.014258 | 0.37296 | 1
ZMB | HIV | 31.7 | 0.014341 | 0.37323 | 1
ZMB | HIV | 31.91 | 0.014424 | 0.37334 | 1
ZMB | HIV | 31.92 | 0.014507 | 0.37338 | 1
ZMB | HIV | 32.01 | 0.01459 | 0.37339 | 1
ZMB | HIV | 32.17 | 0.014674 | 0.37453 | 1
ZMB | HIV | 32.19 | 0.014757 | 0.37454 | 1
ZMB | HIV | 32.22 | 0.014841 | 0.37456 | 1
ZMB | HIV | 32.25 | 0.014925 | 0.37457 | 1
ZMB | HIV | 32.42 | 0.01501 | 0.37457 | 1
ZMB | HIV | 32.46 | 0.015094 | 0.37457 | 1
ZMB | HIV | 32.66 | 0.015179 | 0.37465 | 1
ZMB | HIV | 32.79 | 0.015264 | 0.37466 | 1
ZMB | HIV | 33.34 | 0.015351 | 0.3748 | 1
ZMB | HIV | 33.64 | 0.015439 | 0.38065 | 1
ZMB | HIV | 34.12 | 0.015527 | 0.38069 | 1
ZMB | HIV | 34.15 | 0.015616 | 0.3807 | 1
ZMB | HIV | 34.17 | 0.015705 | 0.38081 | 1
ZMB | HIV | 34.27 | 0.015794 | 0.38084 | 1
ZMB | HIV | 34.43 | 0.015884 | 0.38086 | 1
ZMB | HIV | 34.48 | 0.015974 | 0.38092 | 1
ZMB | HIV | 34.75 | 0.016064 | 0.38094 | 1
ZMB | HIV | 35.05 | 0.016155 | 0.38115 | 1
ZMB | HIV | 35.22 | 0.016247 | 0.39082 | 1
ZMB | HIV | 35.58 | 0.016339 | 0.39088 | 1
ZMB | HIV | 35.59 | 0.016432 | 0.39089 | 1
ZMB | HIV | 35.82 | 0.016525 | 0.39092 | 1
ZMB | HIV | 35.91 | 0.016619 | 0.39119 | 1
ZMB | HIV | 36.04 | 0.016712 | 0.39212 | 1
ZMB | HIV | 36.08 | 0.016806 | 0.39212 | 1
ZMB | HIV | 36.32 | 0.016901 | 0.39227 | 1
ZMB | HIV | 36.55 | 0.016996 | 0.3923 | 1
ZMB | HIV | 37.05 | 0.017092 | 0.39258 | 1
ZMB | HIV | 37.06 | 0.017189 | 0.39262 | 1
ZMB | HIV | 37.73 | 0.017287 | 0.39264 | 1
ZMB | HIV | 37.82 | 0.017385 | 0.39266 | 1
ZMB | HIV | 38.03 | 0.017484 | 0.39279 | 1
ZMB | HIV | 38.05 | 0.017583 | 0.3928 | 1
ZMB | HIV | 38.22 | 0.017683 | 0.39281 | 1
ZMB | HIV | 38.37 | 0.017782 | 0.39282 | 1
ZMB | HIV | 38.58 | 0.017883 | 0.39282 | 1
ZMB | HIV | 38.65 | 0.017983 | 0.39291 | 1
ZMB | HIV | 38.88 | 0.018085 | 0.39315 | 1
ZMB | HIV | 39.05 | 0.018186 | 0.39342 | 1
ZMB | HIV | 39.07 | 0.018288 | 0.39352 | 1
ZMB | HIV | 39.38 | 0.01839 | 0.39365 | 1
ZMB | HIV | 39.83 | 0.018494 | 0.39375 | 1
ZMB | HIV | 39.94 | 0.018598 | 0.39376 | 1
ZMB | HIV | 39.99 | 0.018702 | 0.39376 | 1
ZMB | HIV | 40.24 | 0.018807 | 0.39384 | 1
ZMB | HIV | 40.41 | 0.018912 | 0.39387 | 1
ZMB | HIV | 40.44 | 0.019017 | 0.39387 | 1
ZMB | HIV | 40.45 | 0.019122 | 0.39388 | 1
ZMB | HIV | 40.48 | 0.019228 | 0.39388 | 1
ZMB | HIV | 40.64 | 0.019333 | 0.39388 | 1
ZMB | HIV | 40.68 | 0.019545 | 0.39592 | 2
ZMB | HIV | 40.71 | 0.019651 | 0.39592 | 1
ZMB | HIV | 40.99 | 0.019758 | 0.39592 | 1
ZMB | HIV | 41.15 | 0.019865 | 0.39592 | 1
ZMB | HIV | 41.34 | 0.019972 | 0.39593 | 1
ZMB | HIV | 41.63 | 0.02008 | 0.39763 | 1
ZMB | HIV | 41.68 | 0.020189 | 0.39765 | 1
ZMB | HIV | 41.77 | 0.020298 | 0.39765 | 1
ZMB | HIV | 41.98 | 0.020407 | 0.39782 | 1
ZMB | HIV | 42.1 | 0.020516 | 0.39783 | 1
ZMB | HIV | 42.32 | 0.020737 | 0.39888 | 2
ZMB | HIV | 42.33 | 0.020847 | 0.39891 | 1
ZMB | HIV | 42.51 | 0.020957 | 0.39892 | 1
ZMB | HIV | 42.63 | 0.021068 | 0.39898 | 1
ZMB | HIV | 42.74 | 0.021179 | 0.399 | 1
ZMB | HIV | 42.82 | 0.021514 | 0.39949 | 3
ZMB | HIV | 42.93 | 0.021625 | 0.39971 | 1
ZMB | HIV | 42.98 | 0.021737 | 0.40046 | 1
ZMB | HIV | 42.99 | 0.021849 | 0.40062 | 1
ZMB | HIV | 43.01 | 0.021961 | 0.40065 | 1
ZMB | HIV | 43.29 | 0.022074 | 0.40148 | 1
ZMB | HIV | 43.38 | 0.022186 | 0.40217 | 1
ZMB | HIV | 43.84 | 0.022301 | 0.40219 | 1
ZMB | HIV | 44 | 0.022415 | 0.40309 | 1
ZMB | HIV | 44.14 | 0.02253 | 0.40334 | 1
ZMB | HIV | 44.28 | 0.022645 | 0.40338 | 1
ZMB | HIV | 44.29 | 0.02276 | 0.40394 | 1
ZMB | HIV | 44.39 | 0.022876 | 0.4041 | 1
ZMB | HIV | 44.47 | 0.022992 | 0.40496 | 1
ZMB | HIV | 44.59 | 0.023108 | 0.40496 | 1
ZMB | HIV | 44.67 | 0.023224 | 0.40497 | 1
ZMB | HIV | 45.07 | 0.023341 | 0.40526 | 1
ZMB | HIV | 45.16 | 0.023459 | 0.40612 | 1
ZMB | HIV | 45.18 | 0.023576 | 0.40614 | 1
ZMB | HIV | 45.38 | 0.023694 | 0.40621 | 1
ZMB | HIV | 45.49 | 0.023813 | 0.40628 | 1
ZMB | HIV | 45.56 | 0.023931 | 0.40648 | 1
ZMB | HIV | 45.86 | 0.02405 | 0.40668 | 1
ZMB | HIV | 45.9 | 0.02417 | 0.40677 | 1
ZMB | HIV | 46.03 | 0.02429 | 0.40693 | 1
ZMB | HIV | 46.32 | 0.02441 | 0.40736 | 1
ZMB | HIV | 46.4 | 0.024531 | 0.40752 | 1
ZMB | HIV | 46.41 | 0.024652 | 0.40785 | 1
ZMB | HIV | 46.6 | 0.024773 | 0.40793 | 1
ZMB | HIV | 46.86 | 0.024895 | 0.40794 | 1
ZMB | HIV | 46.88 | 0.025017 | 0.40847 | 1
ZMB | HIV | 46.93 | 0.025139 | 0.40875 | 1
ZMB | HIV | 47.04 | 0.025261 | 0.40875 | 1
ZMB | HIV | 47.21 | 0.025384 | 0.40936 | 1
ZMB | HIV | 47.22 | 0.025507 | 0.40951 | 1
ZMB | HIV | 48.05 | 0.025632 | 0.40959 | 1
ZMB | HIV | 48.16 | 0.025757 | 0.40991 | 1
ZMB | HIV | 48.21 | 0.025883 | 0.40995 | 1
ZMB | HIV | 48.33 | 0.026008 | 0.41016 | 1
ZMB | HIV | 48.38 | 0.026134 | 0.41016 | 1
ZMB | HIV | 48.5 | 0.026261 | 0.41016 | 1
ZMB | HIV | 48.7 | 0.026387 | 0.4105 | 1
ZMB | HIV | 48.9 | 0.026514 | 0.41057 | 1
ZMB | HIV | 48.91 | 0.026642 | 0.41121 | 1
ZMB | HIV | 48.96 | 0.026769 | 0.41122 | 1
ZMB | HIV | 48.97 | 0.026897 | 0.41126 | 1
ZMB | HIV | 48.99 | 0.027024 | 0.41151 | 1
ZMB | HIV | 49.1 | 0.027152 | 0.41152 | 1
ZMB | HIV | 49.13 | 0.027407 | 0.41302 | 2
ZMB | HIV | 49.18 | 0.027535 | 0.41302 | 1
ZMB | HIV | 49.84 | 0.027665 | 0.41562 | 1
ZMB | HIV | 49.87 | 0.027795 | 0.4204 | 1
ZMB | HIV | 49.95 | 0.027925 | 0.42079 | 1
ZMB | HIV | 50.28 | 0.028056 | 0.42111 | 1
ZMB | HIV | 50.57 | 0.028187 | 0.42111 | 1
ZMB | HIV | 50.65 | 0.028319 | 0.42133 | 1
ZMB | HIV | 50.78 | 0.028451 | 0.42133 | 1
ZMB | HIV | 51.1 | 0.028584 | 0.42135 | 1
ZMB | HIV | 51.13 | 0.028717 | 0.42135 | 1
ZMB | HIV | 51.51 | 0.028851 | 0.42135 | 1
ZMB | HIV | 51.55 | 0.028985 | 0.42212 | 1
ZMB | HIV | 52.02 | 0.029121 | 0.42219 | 1
ZMB | HIV | 52.09 | 0.029256 | 0.42227 | 1
ZMB | HIV | 52.21 | 0.029392 | 0.42282 | 1
ZMB | HIV | 52.34 | 0.029528 | 0.42282 | 1
ZMB | HIV | 52.38 | 0.029664 | 0.42289 | 1
ZMB | HIV | 52.84 | 0.029802 | 0.42435 | 1
ZMB | HIV | 52.96 | 0.02994 | 0.42471 | 1
ZMB | HIV | 52.98 | 0.030078 | 0.42472 | 1
ZMB | HIV | 53.06 | 0.030216 | 0.42481 | 1
ZMB | HIV | 53.07 | 0.030354 | 0.42537 | 1
ZMB | HIV | 53.1 | 0.030492 | 0.42918 | 1
ZMB | HIV | 53.28 | 0.03063 | 0.42936 | 1
ZMB | HIV | 53.39 | 0.030769 | 0.42937 | 1
ZMB | HIV | 53.4 | 0.031047 | 0.42949 | 2
ZMB | HIV | 53.44 | 0.031186 | 0.42953 | 1
ZMB | HIV | 53.48 | 0.031325 | 0.42954 | 1
ZMB | HIV | 54.11 | 0.031466 | 0.42959 | 1
ZMB | HIV | 54.66 | 0.031608 | 0.43355 | 1
ZMB | HIV | 55.24 | 0.031752 | 0.43376 | 1
ZMB | HIV | 55.41 | 0.031896 | 0.43383 | 1
ZMB | HIV | 55.57 | 0.032041 | 0.43393 | 1
ZMB | HIV | 55.88 | 0.032186 | 0.43393 | 1
ZMB | HIV | 56.09 | 0.032332 | 0.43429 | 1
ZMB | HIV | 56.1 | 0.032478 | 0.43723 | 1
ZMB | HIV | 56.23 | 0.032625 | 0.43753 | 1
ZMB | HIV | 56.35 | 0.032918 | 0.43811 | 2
ZMB | HIV | 56.36 | 0.033064 | 0.43856 | 1
ZMB | HIV | 56.41 | 0.033211 | 0.44405 | 1
ZMB | HIV | 56.75 | 0.033359 | 0.44412 | 1
ZMB | HIV | 56.81 | 0.033507 | 0.44416 | 1
ZMB | HIV | 56.83 | 0.033655 | 0.44416 | 1
ZMB | HIV | 56.94 | 0.033803 | 0.44416 | 1
ZMB | HIV | 57.02 | 0.033951 | 0.44423 | 1
ZMB | HIV | 57.04 | 0.034099 | 0.44427 | 1
ZMB | HIV | 57.26 | 0.034248 | 0.44446 | 1
ZMB | HIV | 57.33 | 0.034398 | 0.4445 | 1
ZMB | HIV | 57.54 | 0.034547 | 0.44455 | 1
ZMB | HIV | 57.56 | 0.034697 | 0.44455 | 1
ZMB | HIV | 57.91 | 0.034848 | 0.44456 | 1
ZMB | HIV | 57.92 | 0.034998 | 0.44466 | 1
ZMB | HIV | 58.14 | 0.03515 | 0.44992 | 1
ZMB | HIV | 58.26 | 0.035301 | 0.45023 | 1
ZMB | HIV | 58.53 | 0.035454 | 0.45025 | 1
ZMB | HIV | 58.56 | 0.035606 | 0.45036 | 1
ZMB | HIV | 58.6 | 0.035758 | 0.45045 | 1
ZMB | HIV | 58.66 | 0.035911 | 0.45059 | 1
ZMB | HIV | 58.77 | 0.036064 | 0.45231 | 1
ZMB | HIV | 58.82 | 0.036217 | 0.45231 | 1
ZMB | HIV | 59.12 | 0.036371 | 0.45288 | 1
ZMB | HIV | 59.43 | 0.036525 | 0.45304 | 1
ZMB | HIV | 59.52 | 0.03668 | 0.45306 | 1
ZMB | HIV | 59.54 | 0.036835 | 0.45327 | 1
ZMB | HIV | 59.61 | 0.03699 | 0.45487 | 1
ZMB | HIV | 59.77 | 0.037146 | 0.45493 | 1
ZMB | HIV | 59.86 | 0.037302 | 0.45532 | 1
ZMB | HIV | 59.97 | 0.037458 | 0.45616 | 1
ZMB | HIV | 60.1 | 0.037614 | 0.4562 | 1
ZMB | HIV | 60.27 | 0.037771 | 0.45626 | 1
ZMB | HIV | 60.29 | 0.037928 | 0.45703 | 1
ZMB | HIV | 60.3 | 0.038085 | 0.45704 | 1
ZMB | HIV | 60.4 | 0.038242 | 0.4571 | 1
ZMB | HIV | 60.46 | 0.038399 | 0.45728 | 1
ZMB | HIV | 60.87 | 0.038557 | 0.45768 | 1
ZMB | HIV | 60.93 | 0.038716 | 0.4577 | 1
ZMB | HIV | 60.98 | 0.038875 | 0.45784 | 1
ZMB | HIV | 61.07 | 0.039033 | 0.45787 | 1
ZMB | HIV | 61.3 | 0.039193 | 0.45824 | 1
ZMB | HIV | 61.39 | 0.039353 | 0.45872 | 1
ZMB | HIV | 61.42 | 0.039513 | 0.4591 | 1
ZMB | HIV | 61.44 | 0.039672 | 0.45935 | 1
ZMB | HIV | 61.55 | 0.039993 | 0.4595 | 2
ZMB | HIV | 61.56 | 0.040153 | 0.45982 | 1
ZMB | HIV | 61.73 | 0.040313 | 0.45982 | 1
ZMB | HIV | 62.23 | 0.040475 | 0.45985 | 1
ZMB | HIV | 62.37 | 0.040638 | 0.45985 | 1
ZMB | HIV | 62.41 | 0.0408 | 0.45986 | 1
ZMB | HIV | 62.79 | 0.040963 | 0.46032 | 1
ZMB | HIV | 62.8 | 0.041127 | 0.46059 | 1
ZMB | HIV | 62.87 | 0.04129 | 0.46067 | 1
ZMB | HIV | 62.93 | 0.041454 | 0.46108 | 1
ZMB | HIV | 62.99 | 0.041618 | 0.46138 | 1
ZMB | HIV | 63.19 | 0.041782 | 0.46144 | 1
ZMB | HIV | 63.86 | 0.041949 | 0.46161 | 1
ZMB | HIV | 63.95 | 0.042115 | 0.46168 | 1
ZMB | HIV | 64.15 | 0.042282 | 0.46178 | 1
ZMB | HIV | 64.43 | 0.04245 | 0.46181 | 1
ZMB | HIV | 64.44 | 0.042617 | 0.46198 | 1
ZMB | HIV | 64.57 | 0.042785 | 0.46212 | 1
ZMB | HIV | 64.66 | 0.042953 | 0.46212 | 1
ZMB | HIV | 64.68 | 0.043122 | 0.46251 | 1
ZMB | HIV | 64.7 | 0.04329 | 0.46253 | 1
ZMB | HIV | 64.9 | 0.043459 | 0.46262 | 1
ZMB | HIV | 65.09 | 0.043628 | 0.4631 | 1
ZMB | HIV | 65.39 | 0.043798 | 0.46313 | 1
ZMB | HIV | 65.46 | 0.043969 | 0.46323 | 1
ZMB | HIV | 65.61 | 0.044139 | 0.46329 | 1
ZMB | HIV | 65.64 | 0.04431 | 0.46342 | 1
ZMB | HIV | 65.92 | 0.044482 | 0.46354 | 1
ZMB | HIV | 66.02 | 0.044654 | 0.46376 | 1
ZMB | HIV | 66.03 | 0.044825 | 0.46378 | 1
ZMB | HIV | 66.14 | 0.044997 | 0.46386 | 1
ZMB | HIV | 66.2 | 0.04517 | 0.46388 | 1
ZMB | HIV | 66.27 | 0.045342 | 0.46402 | 1
ZMB | HIV | 66.3 | 0.045515 | 0.46456 | 1
ZMB | HIV | 66.32 | 0.045687 | 0.4646 | 1
ZMB | HIV | 66.52 | 0.046033 | 0.46616 | 2
ZMB | HIV | 66.54 | 0.046206 | 0.46617 | 1
ZMB | HIV | 66.61 | 0.04638 | 0.46632 | 1
ZMB | HIV | 66.85 | 0.046728 | 0.46694 | 2
ZMB | HIV | 67.33 | 0.046903 | 0.46722 | 1
ZMB | HIV | 67.48 | 0.047078 | 0.46739 | 1
ZMB | HIV | 67.71 | 0.047255 | 0.46774 | 1
ZMB | HIV | 67.73 | 0.047431 | 0.46805 | 1
ZMB | HIV | 67.79 | 0.047607 | 0.4681 | 1
ZMB | HIV | 67.91 | 0.047784 | 0.46811 | 1
ZMB | HIV | 67.95 | 0.047961 | 0.4682 | 1
ZMB | HIV | 67.97 | 0.048137 | 0.46848 | 1
ZMB | HIV | 67.99 | 0.048314 | 0.46848 | 1
ZMB | HIV | 68.17 | 0.048492 | 0.46878 | 1
ZMB | HIV | 68.18 | 0.048669 | 0.46899 | 1
ZMB | HIV | 68.2 | 0.049024 | 0.46944 | 2
ZMB | HIV | 68.43 | 0.049202 | 0.46954 | 1
ZMB | HIV | 68.49 | 0.04938 | 0.46955 | 1
ZMB | HIV | 68.74 | 0.049559 | 0.4696 | 1
ZMB | HIV | 68.75 | 0.049917 | 0.46967 | 2
ZMB | HIV | 68.92 | 0.050096 | 0.46983 | 1
ZMB | HIV | 68.95 | 0.050276 | 0.46996 | 1
ZMB | HIV | 68.97 | 0.050455 | 0.47024 | 1
ZMB | HIV | 69 | 0.050635 | 0.47027 | 1
ZMB | HIV | 69.22 | 0.050815 | 0.47051 | 1
ZMB | HIV | 69.41 | 0.050995 | 0.47053 | 1
ZMB | HIV | 69.66 | 0.051177 | 0.47069 | 1
ZMB | HIV | 69.99 | 0.051359 | 0.47115 | 1
ZMB | HIV | 70 | 0.051541 | 0.47297 | 1
ZMB | HIV | 70.01 | 0.051723 | 0.47299 | 1
ZMB | HIV | 70.05 | 0.051905 | 0.473 | 1
ZMB | HIV | 70.39 | 0.052088 | 0.47337 | 1
ZMB | HIV | 70.41 | 0.052272 | 0.47554 | 1
ZMB | HIV | 70.48 | 0.052455 | 0.47563 | 1
ZMB | HIV | 70.49 | 0.052638 | 0.47678 | 1
ZMB | HIV | 70.5 | 0.052822 | 0.47694 | 1
ZMB | HIV | 70.57 | 0.053005 | 0.47714 | 1
ZMB | HIV | 70.85 | 0.05319 | 0.47719 | 1
ZMB | HIV | 70.92 | 0.053374 | 0.47739 | 1
ZMB | HIV | 71.02 | 0.053559 | 0.48437 | 1
ZMB | HIV | 71.14 | 0.053744 | 0.48444 | 1
ZMB | HIV | 71.18 | 0.053929 | 0.48459 | 1
ZMB | HIV | 71.27 | 0.054115 | 0.48521 | 1
ZMB | HIV | 71.45 | 0.054301 | 0.48523 | 1
ZMB | HIV | 71.84 | 0.054488 | 0.48524 | 1
ZMB | HIV | 71.86 | 0.054675 | 0.48532 | 1
ZMB | HIV | 71.9 | 0.054862 | 0.48547 | 1
ZMB | HIV | 72.09 | 0.055049 | 0.48575 | 1
ZMB | HIV | 72.16 | 0.055425 | 0.48593 | 2
ZMB | HIV | 72.19 | 0.055613 | 0.48594 | 1
ZMB | HIV | 72.36 | 0.055801 | 0.48601 | 1
ZMB | HIV | 72.76 | 0.05599 | 0.48677 | 1
ZMB | HIV | 72.99 | 0.05618 | 0.48758 | 1
ZMB | HIV | 73 | 0.05637 | 0.48764 | 1
ZMB | HIV | 73.14 | 0.05656 | 0.48771 | 1
ZMB | HIV | 73.17 | 0.056751 | 0.48831 | 1
ZMB | HIV | 73.24 | 0.056941 | 0.48845 | 1
ZMB | HIV | 73.26 | 0.057132 | 0.48846 | 1
ZMB | HIV | 73.31 | 0.057323 | 0.48846 | 1
ZMB | HIV | 73.51 | 0.057514 | 0.48857 | 1
ZMB | HIV | 73.62 | 0.057705 | 0.48867 | 1
ZMB | HIV | 73.68 | 0.057897 | 0.48874 | 1
ZMB | HIV | 73.83 | 0.058089 | 0.49069 | 1
ZMB | HIV | 73.85 | 0.058281 | 0.49071 | 1
ZMB | HIV | 74 | 0.058859 | 0.49111 | 3
ZMB | HIV | 74.01 | 0.059052 | 0.49115 | 1
ZMB | HIV | 74.08 | 0.060786 | 0.49206 | 9
ZMB | HIV | 74.38 | 0.06098 | 0.49266 | 1
ZMB | HIV | 74.53 | 0.061174 | 0.49288 | 1
ZMB | HIV | 74.58 | 0.061368 | 0.493 | 1
ZMB | HIV | 74.73 | 0.061562 | 0.49363 | 1
ZMB | HIV | 74.77 | 0.061757 | 0.49363 | 1
ZMB | HIV | 74.8 | 0.061951 | 0.49363 | 1
ZMB | HIV | 74.82 | 0.062146 | 0.49456 | 1
ZMB | HIV | 74.84 | 0.062341 | 0.49462 | 1
ZMB | HIV | 74.92 | 0.062536 | 0.49489 | 1
ZMB | HIV | 75.14 | 0.062731 | 0.4949 | 1
ZMB | HIV | 75.27 | 0.062927 | 0.49501 | 1
ZMB | HIV | 75.46 | 0.063123 | 0.49501 | 1
ZMB | HIV | 75.65 | 0.06332 | 0.49533 | 1
ZMB | HIV | 75.67 | 0.063517 | 0.49616 | 1
ZMB | HIV | 75.69 | 0.063714 | 0.4962 | 1
ZMB | HIV | 76.01 | 0.063912 | 0.49635 | 1
ZMB | HIV | 76.24 | 0.06411 | 0.49711 | 1
ZMB | HIV | 76.35 | 0.064309 | 0.49714 | 1
ZMB | HIV | 76.37 | 0.064508 | 0.49741 | 1
ZMB | HIV | 76.41 | 0.064706 | 0.49775 | 1
ZMB | HIV | 76.44 | 0.064905 | 0.49787 | 1
ZMB | HIV | 76.47 | 0.065303 | 0.49802 | 2
ZMB | HIV | 76.48 | 0.065701 | 0.49888 | 2
ZMB | HIV | 76.5 | 0.0659 | 0.49888 | 1
ZMB | HIV | 76.64 | 0.0661 | 0.49888 | 1
ZMB | HIV | 76.65 | 0.066299 | 0.49888 | 1
ZMB | HIV | 76.66 | 0.066498 | 0.49895 | 1
ZMB | HIV | 76.7 | 0.066698 | 0.49897 | 1
ZMB | HIV | 76.78 | 0.066898 | 0.49912 | 1
ZMB | HIV | 76.91 | 0.067098 | 0.49916 | 1
ZMB | HIV | 77.03 | 0.067298 | 0.49992 | 1
ZMB | HIV | 77.25 | 0.067499 | 0.49998 | 1
ZMB | HIV | 77.36 | 0.067701 | 0.49998 | 1
ZMB | HIV | 77.56 | 0.067902 | 0.49999 | 1
ZMB | HIV | 77.64 | 0.068104 | 0.50064 | 1
ZMB | HIV | 77.72 | 0.068307 | 0.50087 | 1
ZMB | HIV | 77.75 | 0.068509 | 0.50104 | 1
ZMB | HIV | 77.76 | 0.068711 | 0.5013 | 1
ZMB | HIV | 77.85 | 0.068914 | 0.50152 | 1
ZMB | HIV | 78.01 | 0.069117 | 0.5017 | 1
ZMB | HIV | 78.09 | 0.06932 | 0.50187 | 1
ZMB | HIV | 78.11 | 0.069523 | 0.50188 | 1
ZMB | HIV | 78.15 | 0.069727 | 0.50193 | 1
ZMB | HIV | 78.45 | 0.069931 | 0.502 | 1
ZMB | HIV | 78.64 | 0.070135 | 0.50239 | 1
ZMB | HIV | 78.81 | 0.07034 | 0.50447 | 1
ZMB | HIV | 78.98 | 0.070546 | 0.50485 | 1
ZMB | HIV | 79.11 | 0.070752 | 0.50501 | 1
ZMB | HIV | 79.25 | 0.070958 | 0.50511 | 1
ZMB | HIV | 79.27 | 0.071164 | 0.50524 | 1
ZMB | HIV | 79.41 | 0.071371 | 0.50535 | 1
ZMB | HIV | 79.65 | 0.071578 | 0.50536 | 1
ZMB | HIV | 79.9 | 0.071786 | 0.50537 | 1
ZMB | HIV | 79.96 | 0.071994 | 0.50677 | 1
ZMB | HIV | 80.15 | 0.072202 | 0.50683 | 1
ZMB | HIV | 80.34 | 0.072411 | 0.50686 | 1
ZMB | HIV | 80.41 | 0.072621 | 0.50687 | 1
ZMB | HIV | 80.43 | 0.07283 | 0.50698 | 1
ZMB | HIV | 80.54 | 0.073249 | 0.50737 | 2
ZMB | HIV | 80.73 | 0.073459 | 0.5079 | 1
ZMB | HIV | 80.74 | 0.073669 | 0.50815 | 1
ZMB | HIV | 80.83 | 0.07388 | 0.50815 | 1
ZMB | HIV | 81.25 | 0.074091 | 0.50832 | 1
ZMB | HIV | 81.36 | 0.074303 | 0.50853 | 1
ZMB | HIV | 81.73 | 0.074515 | 0.50854 | 1
ZMB | HIV | 81.89 | 0.074728 | 0.50854 | 1
ZMB | HIV | 81.95 | 0.074942 | 0.50879 | 1
ZMB | HIV | 82 | 0.075155 | 0.50886 | 1
ZMB | HIV | 82.31 | 0.075583 | 0.5089 | 2
ZMB | HIV | 82.49 | 0.075798 | 0.50894 | 1
ZMB | HIV | 83.12 | 0.076014 | 0.50909 | 1
ZMB | HIV | 83.18 | 0.076231 | 0.50929 | 1
ZMB | HIV | 83.3 | 0.076447 | 0.50939 | 1
ZMB | HIV | 83.38 | 0.076664 | 0.50973 | 1
ZMB | HIV | 83.45 | 0.076881 | 0.50975 | 1
ZMB | HIV | 83.51 | 0.077099 | 0.5098 | 1
ZMB | HIV | 83.8 | 0.077317 | 0.51006 | 1
ZMB | HIV | 84.03 | 0.077535 | 0.54069 | 1
ZMB | HIV | 84.04 | 0.077754 | 0.54142 | 1
ZMB | HIV | 84.12 | 0.078192 | 0.54153 | 2
ZMB | HIV | 84.25 | 0.078411 | 0.54168 | 1
ZMB | HIV | 84.6 | 0.078631 | 0.54295 | 1
ZMB | HIV | 84.63 | 0.078851 | 0.54647 | 1
ZMB | HIV | 84.66 | 0.079292 | 0.54934 | 2
ZMB | HIV | 84.68 | 0.079512 | 0.5496 | 1
ZMB | HIV | 84.74 | 0.079733 | 0.54986 | 1
ZMB | HIV | 84.77 | 0.080174 | 0.54995 | 2
ZMB | HIV | 84.88 | 0.080395 | 0.54998 | 1
ZMB | HIV | 84.93 | 0.080616 | 0.55004 | 1
ZMB | HIV | 85 | 0.080837 | 0.55009 | 1
ZMB | HIV | 85.15 | 0.081058 | 0.57636 | 1
ZMB | HIV | 85.42 | 0.08128 | 0.57638 | 1
ZMB | HIV | 85.57 | 0.081503 | 0.57653 | 1
ZMB | HIV | 85.59 | 0.081726 | 0.57654 | 1
ZMB | HIV | 85.6 | 0.081949 | 0.57681 | 1
ZMB | HIV | 85.63 | 0.082171 | 0.57712 | 1
ZMB | HIV | 85.69 | 0.082617 | 0.57755 | 2
ZMB | HIV | 85.71 | 0.08284 | 0.57755 | 1
ZMB | HIV | 85.89 | 0.083064 | 0.57755 | 1
ZMB | HIV | 85.9 | 0.083287 | 0.57759 | 1
ZMB | HIV | 85.96 | 0.083511 | 0.57774 | 1
ZMB | HIV | 85.97 | 0.083735 | 0.57775 | 1
ZMB | HIV | 85.98 | 0.083958 | 0.57778 | 1
ZMB | HIV | 86.01 | 0.084182 | 0.57789 | 1
ZMB | HIV | 86.07 | 0.084406 | 0.57799 | 1
ZMB | HIV | 86.26 | 0.08463 | 0.57805 | 1
ZMB | HIV | 86.31 | 0.084855 | 0.57813 | 1
ZMB | HIV | 86.42 | 0.08508 | 0.57818 | 1
ZMB | HIV | 86.58 | 0.08553 | 0.57821 | 2
ZMB | HIV | 86.68 | 0.085756 | 0.57826 | 1
ZMB | HIV | 86.92 | 0.086208 | 0.5783 | 2
ZMB | HIV | 86.97 | 0.086435 | 0.57852 | 1
ZMB | HIV | 87.05 | 0.086661 | 0.57899 | 1
ZMB | HIV | 87.17 | 0.086888 | 0.579 | 1
ZMB | HIV | 87.23 | 0.087115 | 0.57908 | 1
ZMB | HIV | 87.37 | 0.087342 | 0.57941 | 1
ZMB | HIV | 87.39 | 0.08757 | 0.58091 | 1
ZMB | HIV | 87.42 | 0.087797 | 0.58127 | 1
ZMB | HIV | 87.52 | 0.088025 | 0.60384 | 1
ZMB | HIV | 87.71 | 0.088253 | 0.60385 | 1
ZMB | HIV | 87.79 | 0.088481 | 0.6041 | 1
ZMB | HIV | 87.87 | 0.08871 | 0.60427 | 1
ZMB | HIV | 88.02 | 0.088939 | 0.6043 | 1
ZMB | HIV | 88.09 | 0.089168 | 0.60695 | 1
ZMB | HIV | 88.28 | 0.089398 | 0.60732 | 1
ZMB | HIV | 88.36 | 0.090547 | 0.60807 | 5
ZMB | HIV | 88.38 | 0.090777 | 0.60814 | 1
ZMB | HIV | 88.52 | 0.091008 | 0.60989 | 1
ZMB | HIV | 88.54 | 0.091699 | 0.61001 | 3
ZMB | HIV | 88.83 | 0.09193 | 0.61012 | 1
ZMB | HIV | 88.95 | 0.092161 | 0.61015 | 1
ZMB | HIV | 89.01 | 0.092393 | 0.61018 | 1
ZMB | HIV | 89.07 | 0.092625 | 0.6376 | 1
ZMB | HIV | 89.14 | 0.093089 | 0.64775 | 2
ZMB | HIV | 89.17 | 0.093321 | 0.64776 | 1
ZMB | HIV | 89.2 | 0.093553 | 0.64824 | 1
ZMB | HIV | 89.22 | 0.093785 | 0.64825 | 1
ZMB | HIV | 89.36 | 0.094017 | 0.64826 | 1
ZMB | HIV | 89.39 | 0.09425 | 0.65913 | 1
ZMB | HIV | 89.53 | 0.094483 | 0.65915 | 1
ZMB | HIV | 89.55 | 0.094716 | 0.65951 | 1
ZMB | HIV | 89.59 | 0.094949 | 0.65952 | 1
ZMB | HIV | 89.77 | 0.095182 | 0.6619 | 1
ZMB | HIV | 89.98 | 0.095417 | 0.6619 | 1
ZMB | HIV | 89.99 | 0.095651 | 0.66202 | 1
ZMB | HIV | 90.13 | 0.095885 | 0.66203 | 1
ZMB | HIV | 90.16 | 0.09612 | 0.66207 | 1
ZMB | HIV | 90.3 | 0.096355 | 0.66208 | 1
ZMB | HIV | 90.39 | 0.09659 | 0.66251 | 1
ZMB | HIV | 90.4 | 0.096825 | 0.66447 | 1
ZMB | HIV | 90.43 | 0.09706 | 0.66448 | 1
ZMB | HIV | 90.56 | 0.097296 | 0.66474 | 1
ZMB | HIV | 90.57 | 0.097532 | 0.66475 | 1
ZMB | HIV | 90.59 | 0.097767 | 0.66484 | 1
ZMB | HIV | 90.61 | 0.098003 | 0.66485 | 1
ZMB | HIV | 90.72 | 0.098239 | 0.66486 | 1
ZMB | HIV | 90.87 | 0.098476 | 0.66509 | 1
ZMB | HIV | 91 | 0.099186 | 0.66892 | 3
ZMB | HIV | 91.07 | 0.099423 | 0.66945 | 1
ZMB | HIV | 91.12 | 0.09966 | 0.66967 | 1
ZMB | HIV | 91.18 | 0.099897 | 0.66989 | 1
ZMB | HIV | 91.2 | 0.10013 | 0.66999 | 1
ZMB | HIV | 91.31 | 0.10037 | 0.67005 | 1
ZMB | HIV | 91.4 | 0.10061 | 0.67005 | 1
ZMB | HIV | 91.44 | 0.10085 | 0.67012 | 1
ZMB | HIV | 91.52 | 0.10109 | 0.67027 | 1
ZMB | HIV | 91.64 | 0.10132 | 0.67038 | 1
ZMB | HIV | 91.72 | 0.10156 | 0.67039 | 1
ZMB | HIV | 91.74 | 0.1018 | 0.67058 | 1
ZMB | HIV | 91.91 | 0.10204 | 0.67061 | 1
ZMB | HIV | 91.94 | 0.10228 | 0.6737 | 1
ZMB | HIV | 91.95 | 0.10252 | 0.67383 | 1
ZMB | HIV | 92.07 | 0.10276 | 0.67392 | 1
ZMB | HIV | 92.08 | 0.103 | 0.67394 | 1
ZMB | HIV | 92.24 | 0.10324 | 0.67401 | 1
ZMB | HIV | 92.25 | 0.10348 | 0.67402 | 1
ZMB | HIV | 92.34 | 0.10372 | 0.67405 | 1
ZMB | HIV | 92.39 | 0.10396 | 0.67416 | 1
ZMB | HIV | 92.72 | 0.1042 | 0.67419 | 1
ZMB | HIV | 93.13 | 0.10444 | 0.67423 | 1
ZMB | HIV | 93.22 | 0.10469 | 0.67438 | 1
ZMB | HIV | 93.47 | 0.10493 | 0.67515 | 1
ZMB | HIV | 93.51 | 0.10517 | 0.67528 | 1
ZMB | HIV | 93.71 | 0.10542 | 0.67528 | 1
ZMB | HIV | 93.83 | 0.10566 | 0.67548 | 1
ZMB | HIV | 94.01 | 0.1059 | 0.67551 | 1
ZMB | HIV | 94.16 | 0.10639 | 0.67648 | 2
ZMB | HIV | 94.25 | 0.10664 | 0.67671 | 1
ZMB | HIV | 94.44 | 0.10689 | 0.67723 | 1
ZMB | HIV | 94.47 | 0.10713 | 0.67756 | 1
ZMB | HIV | 94.55 | 0.10738 | 0.67781 | 1
ZMB | HIV | 94.63 | 0.10762 | 0.67788 | 1
ZMB | HIV | 94.76 | 0.10787 | 0.68683 | 1
ZMB | HIV | 94.83 | 0.10812 | 0.68686 | 1
ZMB | HIV | 94.84 | 0.10836 | 0.68712 | 1
ZMB | HIV | 94.88 | 0.10861 | 0.68713 | 1
ZMB | HIV | 94.92 | 0.10886 | 0.68732 | 1
ZMB | HIV | 95.08 | 0.1091 | 0.68744 | 1
ZMB | HIV | 95.21 | 0.10935 | 0.68744 | 1
ZMB | HIV | 95.36 | 0.1096 | 0.68771 | 1
ZMB | HIV | 95.42 | 0.10985 | 0.68888 | 1
ZMB | HIV | 95.53 | 0.1101 | 0.68891 | 1
ZMB | HIV | 95.73 | 0.11035 | 0.68894 | 1
ZMB | HIV | 95.77 | 0.1106 | 0.6895 | 1
ZMB | HIV | 95.8 | 0.11084 | 0.68954 | 1
ZMB | HIV | 95.82 | 0.11109 | 0.68961 | 1
ZMB | HIV | 95.83 | 0.11159 | 0.68993 | 2
ZMB | HIV | 96.05 | 0.11234 | 0.68995 | 3
ZMB | HIV | 96.35 | 0.11259 | 0.69006 | 1
ZMB | HIV | 96.56 | 0.11284 | 0.69014 | 1
ZMB | HIV | 96.64 | 0.1131 | 0.69023 | 1
ZMB | HIV | 96.93 | 0.11335 | 0.69136 | 1
ZMB | HIV | 97.09 | 0.1136 | 0.69182 | 1
ZMB | HIV | 97.21 | 0.11385 | 0.69189 | 1
ZMB | HIV | 97.23 | 0.11411 | 0.69196 | 1
ZMB | HIV | 97.5 | 0.11436 | 0.69197 | 1
ZMB | HIV | 97.51 | 0.11461 | 0.69204 | 1
ZMB | HIV | 97.97 | 0.11487 | 0.69213 | 1
ZMB | HIV | 98.18 | 0.11512 | 0.6934 | 1
ZMB | HIV | 98.21 | 0.11538 | 0.69349 | 1
ZMB | HIV | 98.6 | 0.11564 | 0.69371 | 1
ZMB | HIV | 98.65 | 0.11589 | 0.69376 | 1
ZMB | HIV | 98.79 | 0.11615 | 0.69404 | 1
ZMB | HIV | 98.89 | 0.11641 | 0.69412 | 1
ZMB | HIV | 99.25 | 0.11667 | 0.69427 | 1
ZMB | HIV | 99.28 | 0.11692 | 0.69439 | 1
ZMB | HIV | 99.29 | 0.11718 | 0.69443 | 1
ZMB | HIV | 99.4 | 0.11744 | 0.69448 | 1
ZMB | HIV | 99.45 | 0.1177 | 0.69449 | 1
ZMB | HIV | 99.84 | 0.11796 | 0.69451 | 1
ZMB | HIV | 99.92 | 0.11822 | 0.69468 | 1
ZMB | HIV | 100.06 | 0.11874 | 0.69477 | 2
ZMB | HIV | 100.09 | 0.119 | 0.69564 | 1
ZMB | HIV | 100.14 | 0.11926 | 0.69598 | 1
ZMB | HIV | 100.25 | 0.11952 | 0.69611 | 1
ZMB | HIV | 100.29 | 0.11978 | 0.69618 | 1
ZMB | HIV | 100.43 | 0.12004 | 0.6965 | 1
ZMB | HIV | 100.63 | 0.12031 | 0.69652 | 1
ZMB | HIV | 100.79 | 0.12057 | 0.69723 | 1
ZMB | HIV | 100.81 | 0.12083 | 0.69735 | 1
ZMB | HIV | 100.97 | 0.12109 | 0.69746 | 1
ZMB | HIV | 100.98 | 0.12136 | 0.69748 | 1
ZMB | HIV | 101 | 0.12162 | 0.69751 | 1
ZMB | HIV | 101.06 | 0.12188 | 0.69754 | 1
ZMB | HIV | 101.08 | 0.12214 | 0.69777 | 1
ZMB | HIV | 101.24 | 0.12241 | 0.69777 | 1
ZMB | HIV | 101.29 | 0.12267 | 0.69794 | 1
ZMB | HIV | 101.62 | 0.12294 | 0.69862 | 1
ZMB | HIV | 101.63 | 0.1232 | 0.69877 | 1
ZMB | HIV | 101.71 | 0.12347 | 0.69883 | 1
ZMB | HIV | 101.74 | 0.12373 | 0.69929 | 1
ZMB | HIV | 101.82 | 0.12399 | 0.69934 | 1
ZMB | HIV | 102 | 0.12426 | 0.69935 | 1
ZMB | HIV | 102.01 | 0.12453 | 0.69941 | 1
ZMB | HIV | 102.06 | 0.12479 | 0.69946 | 1
ZMB | HIV | 102.28 | 0.12506 | 0.69952 | 1
ZMB | HIV | 102.41 | 0.12532 | 0.69955 | 1
ZMB | HIV | 102.44 | 0.12559 | 0.7037 | 1
ZMB | HIV | 102.52 | 0.12586 | 0.70377 | 1
ZMB | HIV | 102.88 | 0.12612 | 0.70384 | 1
ZMB | HIV | 102.94 | 0.12639 | 0.70396 | 1
ZMB | HIV | 103.12 | 0.12666 | 0.705 | 1
ZMB | HIV | 103.84 | 0.12693 | 0.7191 | 1
ZMB | HIV | 103.94 | 0.1272 | 0.71922 | 1
ZMB | HIV | 103.99 | 0.12747 | 0.71936 | 1
ZMB | HIV | 104.03 | 0.12774 | 0.72092 | 1
ZMB | HIV | 104.18 | 0.12801 | 0.72119 | 1
ZMB | HIV | 104.24 | 0.12828 | 0.72131 | 1
ZMB | HIV | 104.26 | 0.12856 | 0.72137 | 1
ZMB | HIV | 104.28 | 0.12883 | 0.72141 | 1
ZMB | HIV | 104.31 | 0.1291 | 0.72142 | 1
ZMB | HIV | 104.33 | 0.12937 | 0.72149 | 1
ZMB | HIV | 104.57 | 0.12964 | 0.72153 | 1
ZMB | HIV | 105.12 | 0.12992 | 0.72214 | 1
ZMB | HIV | 105.15 | 0.13046 | 0.72218 | 2
ZMB | HIV | 105.16 | 0.13074 | 0.72234 | 1
ZMB | HIV | 105.17 | 0.13101 | 0.72236 | 1
ZMB | HIV | 105.42 | 0.13128 | 0.72293 | 1
ZMB | HIV | 105.43 | 0.13156 | 0.72464 | 1
ZMB | HIV | 105.47 | 0.13183 | 0.72471 | 1
ZMB | HIV | 105.81 | 0.13211 | 0.72494 | 1
ZMB | HIV | 105.82 | 0.13238 | 0.72499 | 1
ZMB | HIV | 106.04 | 0.13266 | 0.725 | 1
ZMB | HIV | 106.28 | 0.13294 | 0.72501 | 1
ZMB | HIV | 106.43 | 0.13321 | 0.72503 | 1
ZMB | HIV | 106.52 | 0.13349 | 0.72504 | 1
ZMB | HIV | 106.58 | 0.13377 | 0.72507 | 1
ZMB | HIV | 106.62 | 0.13432 | 0.72559 | 2
ZMB | HIV | 106.63 | 0.1346 | 0.72559 | 1
ZMB | HIV | 106.68 | 0.13488 | 0.7259 | 1
ZMB | HIV | 106.7 | 0.13516 | 0.72607 | 1
ZMB | HIV | 107.02 | 0.13543 | 0.72802 | 1
ZMB | HIV | 107.13 | 0.13571 | 0.72803 | 1
ZMB | HIV | 107.91 | 0.13599 | 0.72833 | 1
ZMB | HIV | 108.08 | 0.13627 | 0.7284 | 1
ZMB | HIV | 108.32 | 0.13656 | 0.72876 | 1
ZMB | HIV | 108.41 | 0.13684 | 0.72884 | 1
ZMB | HIV | 108.53 | 0.13712 | 0.72884 | 1
ZMB | HIV | 108.57 | 0.1374 | 0.72887 | 1
ZMB | HIV | 108.65 | 0.13769 | 0.72907 | 1
ZMB | HIV | 108.91 | 0.13797 | 0.72972 | 1
ZMB | HIV | 109.22 | 0.13825 | 0.72975 | 1
ZMB | HIV | 109.63 | 0.13854 | 0.72994 | 1
ZMB | HIV | 109.69 | 0.13882 | 0.72995 | 1
ZMB | HIV | 109.78 | 0.13911 | 0.73005 | 1
ZMB | HIV | 109.89 | 0.1394 | 0.7305 | 1
ZMB | HIV | 110.14 | 0.13968 | 0.73053 | 1
ZMB | HIV | 110.36 | 0.13997 | 0.73071 | 1
ZMB | HIV | 110.41 | 0.14026 | 0.73072 | 1
ZMB | HIV | 110.49 | 0.14054 | 0.73073 | 1
ZMB | HIV | 110.56 | 0.14083 | 0.7309 | 1
ZMB | HIV | 110.6 | 0.14112 | 0.73092 | 1
ZMB | HIV | 110.77 | 0.1417 | 0.731 | 2
ZMB | HIV | 110.97 | 0.14198 | 0.73101 | 1
ZMB | HIV | 111.18 | 0.14227 | 0.73105 | 1
ZMB | HIV | 111.36 | 0.14256 | 0.73108 | 1
ZMB | HIV | 111.4 | 0.14285 | 0.7317 | 1
ZMB | HIV | 111.44 | 0.14314 | 0.73173 | 1
ZMB | HIV | 111.54 | 0.14343 | 0.73185 | 1
ZMB | HIV | 111.55 | 0.14372 | 0.73188 | 1
ZMB | HIV | 111.62 | 0.14401 | 0.73194 | 1
ZMB | HIV | 111.65 | 0.1443 | 0.73205 | 1
ZMB | HIV | 111.82 | 0.1446 | 0.73239 | 1
ZMB | HIV | 111.88 | 0.14489 | 0.73239 | 1
ZMB | HIV | 111.92 | 0.14518 | 0.73247 | 1
ZMB | HIV | 111.93 | 0.14547 | 0.73255 | 1
ZMB | HIV | 112.72 | 0.14576 | 0.73264 | 1
ZMB | HIV | 113.03 | 0.14635 | 0.73282 | 2
ZMB | HIV | 113.06 | 0.14665 | 0.73283 | 1
ZMB | HIV | 113.18 | 0.14694 | 0.73285 | 1
ZMB | HIV | 113.26 | 0.14753 | 0.73296 | 2
ZMB | HIV | 113.35 | 0.14782 | 0.73311 | 1
ZMB | HIV | 113.37 | 0.14812 | 0.73328 | 1
ZMB | HIV | 113.57 | 0.14841 | 0.73334 | 1
ZMB | HIV | 113.75 | 0.14871 | 0.73337 | 1
ZMB | HIV | 113.82 | 0.14901 | 0.73338 | 1
ZMB | HIV | 113.95 | 0.1493 | 0.73341 | 1
ZMB | HIV | 114.04 | 0.1496 | 0.73426 | 1
ZMB | HIV | 114.05 | 0.1499 | 0.7343 | 1
ZMB | HIV | 114.08 | 0.15019 | 0.73431 | 1
ZMB | HIV | 114.13 | 0.15049 | 0.7347 | 1
ZMB | HIV | 114.5 | 0.15079 | 0.73485 | 1
ZMB | HIV | 114.51 | 0.15109 | 0.73504 | 1
ZMB | HIV | 114.65 | 0.15138 | 0.73716 | 1
ZMB | HIV | 114.86 | 0.15168 | 0.73863 | 1
ZMB | HIV | 115.34 | 0.15228 | 0.73887 | 2
ZMB | HIV | 115.48 | 0.15258 | 0.73887 | 1
ZMB | HIV | 115.65 | 0.15288 | 0.73895 | 1
ZMB | HIV | 115.67 | 0.15319 | 0.73907 | 1
ZMB | HIV | 115.79 | 0.15349 | 0.73907 | 1
ZMB | HIV | 115.91 | 0.15379 | 0.73908 | 1
ZMB | HIV | 116 | 0.15409 | 0.73953 | 1
ZMB | HIV | 116.1 | 0.15439 | 0.74083 | 1
ZMB | HIV | 116.14 | 0.15469 | 0.74089 | 1
ZMB | HIV | 116.27 | 0.155 | 0.74097 | 1
ZMB | HIV | 116.32 | 0.1553 | 0.74115 | 1
ZMB | HIV | 116.54 | 0.1556 | 0.74118 | 1
ZMB | HIV | 116.59 | 0.15591 | 0.74122 | 1
ZMB | HIV | 116.66 | 0.15621 | 0.74159 | 1
ZMB | HIV | 116.74 | 0.15682 | 0.74164 | 2
ZMB | HIV | 116.94 | 0.15712 | 0.74174 | 1
ZMB | HIV | 117.01 | 0.15743 | 0.74193 | 1
ZMB | HIV | 117.21 | 0.15773 | 0.742 | 1
ZMB | HIV | 117.29 | 0.15804 | 0.742 | 1
ZMB | HIV | 117.42 | 0.15834 | 0.74201 | 1
ZMB | HIV | 117.54 | 0.15865 | 0.74201 | 1
ZMB | HIV | 117.75 | 0.15895 | 0.74261 | 1
ZMB | HIV | 117.8 | 0.15926 | 0.74274 | 1
ZMB | HIV | 117.91 | 0.15957 | 0.74274 | 1
ZMB | HIV | 118.12 | 0.15987 | 0.74275 | 1
ZMB | HIV | 118.17 | 0.16018 | 0.74275 | 1
ZMB | HIV | 118.43 | 0.16049 | 0.74293 | 1
ZMB | HIV | 118.57 | 0.1608 | 0.74294 | 1
ZMB | HIV | 118.82 | 0.16111 | 0.743 | 1
ZMB | HIV | 118.96 | 0.16142 | 0.74319 | 1
ZMB | HIV | 119.1 | 0.16173 | 0.74319 | 1
ZMB | HIV | 119.16 | 0.16204 | 0.74325 | 1
ZMB | HIV | 119.17 | 0.16235 | 0.74335 | 1
ZMB | HIV | 119.24 | 0.16266 | 0.74353 | 1
ZMB | HIV | 119.4 | 0.16297 | 0.74696 | 1
ZMB | HIV | 119.42 | 0.16328 | 0.74698 | 1
ZMB | HIV | 119.47 | 0.16359 | 0.74737 | 1
ZMB | HIV | 119.5 | 0.1639 | 0.74737 | 1
ZMB | HIV | 119.51 | 0.16421 | 0.74737 | 1
ZMB | HIV | 119.62 | 0.16483 | 0.74751 | 2
ZMB | HIV | 119.92 | 0.16515 | 0.74753 | 1
ZMB | HIV | 119.96 | 0.16546 | 0.74754 | 1
ZMB | HIV | 120.08 | 0.16577 | 0.74767 | 1
ZMB | HIV | 120.21 | 0.16608 | 0.74771 | 1
ZMB | HIV | 120.3 | 0.1664 | 0.74823 | 1
ZMB | HIV | 120.36 | 0.16671 | 0.74838 | 1
ZMB | HIV | 120.42 | 0.16702 | 0.74851 | 1
ZMB | HIV | 120.6 | 0.16734 | 0.74852 | 1
ZMB | HIV | 120.89 | 0.16765 | 0.74868 | 1
ZMB | HIV | 120.93 | 0.16797 | 0.74869 | 1
ZMB | HIV | 121.02 | 0.16828 | 0.74896 | 1
ZMB | HIV | 121.07 | 0.1686 | 0.74902 | 1
ZMB | HIV | 121.13 | 0.16891 | 0.75042 | 1
ZMB | HIV | 121.44 | 0.16923 | 0.7505 | 1
ZMB | HIV | 121.54 | 0.16954 | 0.75736 | 1
ZMB | HIV | 122.02 | 0.16986 | 0.75772 | 1
ZMB | HIV | 122.12 | 0.17018 | 0.75777 | 1
ZMB | HIV | 122.18 | 0.1705 | 0.75785 | 1
ZMB | HIV | 122.64 | 0.17082 | 0.75794 | 1
ZMB | HIV | 122.71 | 0.17113 | 0.75799 | 1
ZMB | HIV | 123.09 | 0.17145 | 0.75813 | 1
ZMB | HIV | 123.32 | 0.17178 | 0.75845 | 1
ZMB | HIV | 123.43 | 0.1721 | 0.75846 | 1
ZMB | HIV | 123.73 | 0.17242 | 0.75852 | 1
ZMB | HIV | 123.9 | 0.17274 | 0.75859 | 1
ZMB | HIV | 124.22 | 0.17306 | 0.75899 | 1
ZMB | HIV | 124.3 | 0.17339 | 0.75901 | 1
ZMB | HIV | 124.73 | 0.17371 | 0.75906 | 1
ZMB | HIV | 124.78 | 0.17404 | 0.75908 | 1
ZMB | HIV | 124.82 | 0.17436 | 0.75908 | 1
ZMB | HIV | 124.89 | 0.17469 | 0.7594 | 1
ZMB | HIV | 125.07 | 0.17501 | 0.75954 | 1
ZMB | HIV | 125.7 | 0.17534 | 0.75955 | 1
ZMB | HIV | 125.72 | 0.17567 | 0.75956 | 1
ZMB | HIV | 125.74 | 0.17599 | 0.75958 | 1
ZMB | HIV | 125.78 | 0.17632 | 0.75958 | 1
ZMB | HIV | 125.87 | 0.17665 | 0.75962 | 1
ZMB | HIV | 125.96 | 0.17698 | 0.75965 | 1
ZMB | HIV | 126.05 | 0.1773 | 0.75966 | 1
ZMB | HIV | 126.12 | 0.17763 | 0.75971 | 1
ZMB | HIV | 126.17 | 0.17796 | 0.75973 | 1
ZMB | HIV | 126.41 | 0.17829 | 0.76013 | 1
ZMB | HIV | 126.43 | 0.17862 | 0.76014 | 1
ZMB | HIV | 126.59 | 0.17895 | 0.76015 | 1
ZMB | HIV | 126.78 | 0.17928 | 0.76023 | 1
ZMB | HIV | 126.84 | 0.17961 | 0.76023 | 1
ZMB | HIV | 126.93 | 0.17994 | 0.76034 | 1
ZMB | HIV | 127.04 | 0.18027 | 0.76062 | 1
ZMB | HIV | 127.35 | 0.1806 | 0.76063 | 1
ZMB | HIV | 127.75 | 0.18093 | 0.76063 | 1
ZMB | HIV | 128.14 | 0.18127 | 0.76068 | 1
ZMB | HIV | 128.17 | 0.1816 | 0.76134 | 1
ZMB | HIV | 128.27 | 0.18193 | 0.76134 | 1
ZMB | HIV | 128.46 | 0.18227 | 0.76139 | 1
ZMB | HIV | 128.64 | 0.1826 | 0.7614 | 1
ZMB | HIV | 128.89 | 0.18294 | 0.76157 | 1
ZMB | HIV | 128.96 | 0.18327 | 0.76164 | 1
ZMB | HIV | 129.06 | 0.18361 | 0.76169 | 1
ZMB | HIV | 129.07 | 0.18394 | 0.76177 | 1
ZMB | HIV | 129.1 | 0.18428 | 0.76179 | 1
ZMB | HIV | 129.23 | 0.18462 | 0.76202 | 1
ZMB | HIV | 129.69 | 0.18495 | 0.76236 | 1
ZMB | HIV | 129.99 | 0.18529 | 0.76265 | 1
ZMB | HIV | 130.08 | 0.18563 | 0.76269 | 1
ZMB | HIV | 130.17 | 0.18597 | 0.76322 | 1
ZMB | HIV | 130.36 | 0.18665 | 0.7635 | 2
ZMB | HIV | 130.37 | 0.18699 | 0.7635 | 1
ZMB | HIV | 130.38 | 0.18733 | 0.76352 | 1
ZMB | HIV | 130.73 | 0.18767 | 0.7638 | 1
ZMB | HIV | 130.95 | 0.18801 | 0.76417 | 1
ZMB | HIV | 131.02 | 0.18835 | 0.76418 | 1
ZMB | HIV | 131.03 | 0.18869 | 0.76419 | 1
ZMB | HIV | 131.2 | 0.18903 | 0.76425 | 1
ZMB | HIV | 131.54 | 0.18937 | 0.76443 | 1
ZMB | HIV | 131.63 | 0.19006 | 0.7645 | 2
ZMB | HIV | 131.7 | 0.1904 | 0.76452 | 1
ZMB | HIV | 131.84 | 0.19074 | 0.76495 | 1
ZMB | HIV | 132.36 | 0.19109 | 0.76495 | 1
ZMB | HIV | 132.37 | 0.19143 | 0.76742 | 1
ZMB | HIV | 132.6 | 0.19212 | 0.76756 | 2
ZMB | HIV | 132.76 | 0.19247 | 0.76757 | 1
ZMB | HIV | 132.9 | 0.19281 | 0.7678 | 1
ZMB | HIV | 133.05 | 0.19316 | 0.76785 | 1
ZMB | HIV | 133.35 | 0.19351 | 0.76799 | 1
ZMB | HIV | 133.37 | 0.19385 | 0.76801 | 1
ZMB | HIV | 133.45 | 0.1942 | 0.76814 | 1
ZMB | HIV | 133.49 | 0.19455 | 0.76831 | 1
ZMB | HIV | 133.89 | 0.1949 | 0.76839 | 1
ZMB | HIV | 133.93 | 0.19524 | 0.77064 | 1
ZMB | HIV | 134.38 | 0.19559 | 0.77066 | 1
ZMB | HIV | 134.41 | 0.19594 | 0.77067 | 1
ZMB | HIV | 134.65 | 0.19629 | 0.7707 | 1
ZMB | HIV | 134.9 | 0.19665 | 0.77076 | 1
ZMB | HIV | 134.93 | 0.197 | 0.7709 | 1
ZMB | HIV | 134.95 | 0.19735 | 0.77092 | 1
ZMB | HIV | 135.13 | 0.1977 | 0.77105 | 1
ZMB | HIV | 135.3 | 0.19805 | 0.7724 | 1
ZMB | HIV | 135.6 | 0.1984 | 0.7725 | 1
ZMB | HIV | 135.82 | 0.19876 | 0.77254 | 1
ZMB | HIV | 135.9 | 0.19911 | 0.77254 | 1
ZMB | HIV | 136.1 | 0.19946 | 0.77256 | 1
ZMB | HIV | 136.15 | 0.19982 | 0.7726 | 1
ZMB | HIV | 136.29 | 0.20017 | 0.77282 | 1
ZMB | HIV | 136.31 | 0.20053 | 0.77322 | 1
ZMB | HIV | 136.72 | 0.20088 | 0.77414 | 1
ZMB | HIV | 136.77 | 0.20124 | 0.77415 | 1
ZMB | HIV | 136.8 | 0.2016 | 0.77426 | 1
ZMB | HIV | 137.51 | 0.20195 | 0.77426 | 1
ZMB | HIV | 137.63 | 0.20231 | 0.77512 | 1
ZMB | HIV | 137.83 | 0.20267 | 0.77598 | 1
ZMB | HIV | 137.85 | 0.20303 | 0.77601 | 1
ZMB | HIV | 137.93 | 0.20339 | 0.77651 | 1
ZMB | HIV | 137.97 | 0.20375 | 0.77653 | 1
ZMB | HIV | 138 | 0.20411 | 0.77659 | 1
ZMB | HIV | 138.22 | 0.20447 | 0.77733 | 1
ZMB | HIV | 138.37 | 0.20483 | 0.7774 | 1
ZMB | HIV | 138.45 | 0.20519 | 0.77761 | 1
ZMB | HIV | 138.53 | 0.20555 | 0.77788 | 1
ZMB | HIV | 138.54 | 0.20591 | 0.77804 | 1
ZMB | HIV | 138.68 | 0.20627 | 0.77817 | 1
ZMB | HIV | 138.88 | 0.20663 | 0.77821 | 1
ZMB | HIV | 138.89 | 0.20735 | 0.77832 | 2
ZMB | HIV | 139.08 | 0.20771 | 0.77834 | 1
ZMB | HIV | 139.1 | 0.20808 | 0.77835 | 1
ZMB | HIV | 139.19 | 0.20844 | 0.77847 | 1
ZMB | HIV | 139.46 | 0.20953 | 0.77863 | 3
ZMB | HIV | 139.51 | 0.20989 | 0.77867 | 1
ZMB | HIV | 139.53 | 0.21025 | 0.77908 | 1
ZMB | HIV | 139.57 | 0.21062 | 0.77919 | 1
ZMB | HIV | 139.58 | 0.21098 | 0.77946 | 1
ZMB | HIV | 139.63 | 0.21134 | 0.77962 | 1
ZMB | HIV | 139.75 | 0.21171 | 0.77972 | 1
ZMB | HIV | 140 | 0.21207 | 0.77976 | 1
ZMB | HIV | 140.08 | 0.21243 | 0.77976 | 1
ZMB | HIV | 140.31 | 0.2128 | 0.77999 | 1
ZMB | HIV | 140.33 | 0.21316 | 0.78035 | 1
ZMB | HIV | 140.46 | 0.21353 | 0.78038 | 1
ZMB | HIV | 140.59 | 0.2139 | 0.78041 | 1
ZMB | HIV | 140.69 | 0.21426 | 0.78042 | 1
ZMB | HIV | 140.73 | 0.21463 | 0.78045 | 1
ZMB | HIV | 140.88 | 0.21499 | 0.78059 | 1
ZMB | HIV | 141.08 | 0.21536 | 0.78078 | 1
ZMB | HIV | 141.11 | 0.21573 | 0.78086 | 1
ZMB | HIV | 141.21 | 0.2161 | 0.78087 | 1
ZMB | HIV | 141.27 | 0.21646 | 0.78091 | 1
ZMB | HIV | 141.73 | 0.21683 | 0.78094 | 1
ZMB | HIV | 142 | 0.2172 | 0.78094 | 1
ZMB | HIV | 142.3 | 0.21757 | 0.78103 | 1
ZMB | HIV | 142.45 | 0.21794 | 0.78106 | 1
ZMB | HIV | 142.47 | 0.21831 | 0.78106 | 1
ZMB | HIV | 142.51 | 0.21868 | 0.78334 | 1
ZMB | HIV | 142.67 | 0.21906 | 0.78348 | 1
ZMB | HIV | 142.9 | 0.21943 | 0.78352 | 1
ZMB | HIV | 143.06 | 0.22017 | 0.78377 | 2
ZMB | HIV | 143.39 | 0.22054 | 0.78388 | 1
ZMB | HIV | 143.54 | 0.22092 | 0.78393 | 1
ZMB | HIV | 143.68 | 0.22129 | 0.78416 | 1
ZMB | HIV | 143.94 | 0.22167 | 0.78417 | 1
ZMB | HIV | 143.96 | 0.22204 | 0.78432 | 1
ZMB | HIV | 144.06 | 0.22242 | 0.78446 | 1
ZMB | HIV | 144.76 | 0.22279 | 0.78834 | 1
ZMB | HIV | 144.79 | 0.22317 | 0.78835 | 1
ZMB | HIV | 144.83 | 0.22355 | 0.78846 | 1
ZMB | HIV | 144.87 | 0.22392 | 0.78846 | 1
ZMB | HIV | 144.93 | 0.2243 | 0.78848 | 1
ZMB | HIV | 144.96 | 0.22468 | 0.78852 | 1
ZMB | HIV | 144.97 | 0.22505 | 0.78859 | 1
ZMB | HIV | 145.35 | 0.22543 | 0.78874 | 1
ZMB | HIV | 145.39 | 0.22581 | 0.78875 | 1
ZMB | HIV | 145.76 | 0.22619 | 0.78951 | 1
ZMB | HIV | 146.11 | 0.22657 | 0.78988 | 1
ZMB | HIV | 146.37 | 0.22695 | 0.78997 | 1
ZMB | HIV | 146.43 | 0.22733 | 0.78998 | 1
ZMB | HIV | 146.52 | 0.22771 | 0.79 | 1
ZMB | HIV | 146.66 | 0.2281 | 0.79003 | 1
ZMB | HIV | 146.75 | 0.22848 | 0.79003 | 1
ZMB | HIV | 147.09 | 0.22886 | 0.79004 | 1
ZMB | HIV | 147.42 | 0.22924 | 0.7903 | 1
ZMB | HIV | 147.66 | 0.22963 | 0.79039 | 1
ZMB | HIV | 147.96 | 0.23001 | 0.79043 | 1
ZMB | HIV | 148.16 | 0.2304 | 0.79048 | 1
ZMB | HIV | 148.27 | 0.23078 | 0.79071 | 1
ZMB | HIV | 149.02 | 0.23117 | 0.79074 | 1
ZMB | HIV | 149.39 | 0.23156 | 0.79075 | 1
ZMB | HIV | 149.42 | 0.23195 | 0.79079 | 1
ZMB | HIV | 149.47 | 0.23234 | 0.79079 | 1
ZMB | HIV | 149.59 | 0.23273 | 0.79079 | 1
ZMB | HIV | 149.67 | 0.23312 | 0.7908 | 1
ZMB | HIV | 149.68 | 0.23351 | 0.79081 | 1
ZMB | HIV | 149.85 | 0.2339 | 0.79091 | 1
ZMB | HIV | 149.95 | 0.23429 | 0.79109 | 1
ZMB | HIV | 150.5 | 0.23468 | 0.7913 | 1
ZMB | HIV | 150.54 | 0.23507 | 0.79131 | 1
ZMB | HIV | 150.6 | 0.23546 | 0.79369 | 1
ZMB | HIV | 150.75 | 0.23585 | 0.7937 | 1
ZMB | HIV | 150.77 | 0.23625 | 0.79385 | 1
ZMB | HIV | 150.91 | 0.23664 | 0.79389 | 1
ZMB | HIV | 151.03 | 0.23703 | 0.79404 | 1
ZMB | HIV | 151.05 | 0.23742 | 0.79409 | 1
ZMB | HIV | 151.12 | 0.23782 | 0.79418 | 1
ZMB | HIV | 151.21 | 0.23821 | 0.79452 | 1
ZMB | HIV | 151.45 | 0.2386 | 0.79459 | 1
ZMB | HIV | 151.54 | 0.239 | 0.7946 | 1
ZMB | HIV | 151.66 | 0.23939 | 0.79464 | 1
ZMB | HIV | 151.76 | 0.23979 | 0.79467 | 1
ZMB | HIV | 151.77 | 0.24018 | 0.79513 | 1
ZMB | HIV | 151.89 | 0.24058 | 0.79514 | 1
ZMB | HIV | 152.1 | 0.24097 | 0.79548 | 1
ZMB | HIV | 152.19 | 0.24137 | 0.79565 | 1
ZMB | HIV | 152.43 | 0.24177 | 0.79566 | 1
ZMB | HIV | 152.52 | 0.24216 | 0.79583 | 1
ZMB | HIV | 152.53 | 0.24256 | 0.79626 | 1
ZMB | HIV | 152.73 | 0.24296 | 0.79656 | 1
ZMB | HIV | 152.75 | 0.24336 | 0.79661 | 1
ZMB | HIV | 152.77 | 0.24375 | 0.79675 | 1
ZMB | HIV | 152.81 | 0.24415 | 0.79678 | 1
ZMB | HIV | 152.88 | 0.24455 | 0.79715 | 1
ZMB | HIV | 153.12 | 0.24495 | 0.79715 | 1
ZMB | HIV | 153.39 | 0.24535 | 0.79726 | 1
ZMB | HIV | 153.43 | 0.24575 | 0.79854 | 1
ZMB | HIV | 153.45 | 0.24614 | 0.79854 | 1
ZMB | HIV | 153.57 | 0.24654 | 0.79856 | 1
ZMB | HIV | 154.31 | 0.24735 | 0.79856 | 2
ZMB | HIV | 154.41 | 0.24775 | 0.79858 | 1
ZMB | HIV | 154.5 | 0.24815 | 0.79873 | 1
ZMB | HIV | 154.8 | 0.24855 | 0.79894 | 1
ZMB | HIV | 155.35 | 0.24896 | 0.79897 | 1
ZMB | HIV | 155.6 | 0.24936 | 0.799 | 1
ZMB | HIV | 155.66 | 0.24977 | 0.79922 | 1
ZMB | HIV | 155.74 | 0.25017 | 0.79924 | 1
ZMB | HIV | 155.92 | 0.25058 | 0.79978 | 1
ZMB | HIV | 156.05 | 0.25098 | 0.79986 | 1
ZMB | HIV | 156.18 | 0.25139 | 0.79992 | 1
ZMB | HIV | 156.52 | 0.2518 | 0.79998 | 1
ZMB | HIV | 156.56 | 0.25221 | 0.79998 | 1
ZMB | HIV | 156.59 | 0.25302 | 0.80002 | 2
ZMB | HIV | 156.78 | 0.25343 | 0.80078 | 1
ZMB | HIV | 156.84 | 0.25384 | 0.80108 | 1
ZMB | HIV | 157.11 | 0.25425 | 0.80108 | 1
ZMB | HIV | 157.35 | 0.25465 | 0.8011 | 1
ZMB | HIV | 157.5 | 0.25506 | 0.80122 | 1
ZMB | HIV | 157.52 | 0.25547 | 0.80124 | 1
ZMB | HIV | 157.62 | 0.25588 | 0.80131 | 1
ZMB | HIV | 158.47 | 0.2563 | 0.80169 | 1
ZMB | HIV | 158.7 | 0.25671 | 0.80194 | 1
ZMB | HIV | 158.92 | 0.25712 | 0.80194 | 1
ZMB | HIV | 158.97 | 0.25754 | 0.80194 | 1
ZMB | HIV | 159.66 | 0.25795 | 0.80195 | 1
ZMB | HIV | 159.78 | 0.25837 | 0.80196 | 1
ZMB | HIV | 159.84 | 0.25878 | 0.80199 | 1
ZMB | HIV | 159.98 | 0.2592 | 0.80207 | 1
ZMB | HIV | 160.18 | 0.25962 | 0.80214 | 1
ZMB | HIV | 160.27 | 0.26003 | 0.80215 | 1
ZMB | HIV | 160.28 | 0.26045 | 0.80215 | 1
ZMB | HIV | 160.35 | 0.26087 | 0.80223 | 1
ZMB | HIV | 160.51 | 0.26129 | 0.8023 | 1
ZMB | HIV | 161.29 | 0.26171 | 0.80302 | 1
ZMB | HIV | 161.41 | 0.26213 | 0.80332 | 1
ZMB | HIV | 161.51 | 0.26297 | 0.80345 | 2
ZMB | HIV | 161.55 | 0.26339 | 0.80371 | 1
ZMB | HIV | 161.7 | 0.26381 | 0.80381 | 1
ZMB | HIV | 161.86 | 0.26423 | 0.80383 | 1
ZMB | HIV | 162.36 | 0.26465 | 0.80387 | 1
ZMB | HIV | 162.5 | 0.26507 | 0.80401 | 1
ZMB | HIV | 162.55 | 0.2655 | 0.80426 | 1
ZMB | HIV | 163.08 | 0.26592 | 0.80428 | 1
ZMB | HIV | 163.09 | 0.26634 | 0.80432 | 1
ZMB | HIV | 163.17 | 0.26677 | 0.80433 | 1
ZMB | HIV | 163.39 | 0.26719 | 0.80486 | 1
ZMB | HIV | 163.51 | 0.26762 | 0.80495 | 1
ZMB | HIV | 163.55 | 0.26805 | 0.80495 | 1
ZMB | HIV | 163.58 | 0.26847 | 0.8051 | 1
ZMB | HIV | 164.49 | 0.2689 | 0.8051 | 1
ZMB | HIV | 164.56 | 0.26933 | 0.80513 | 1
ZMB | HIV | 164.86 | 0.26976 | 0.80531 | 1
ZMB | HIV | 164.92 | 0.27019 | 0.80534 | 1
ZMB | HIV | 164.93 | 0.27061 | 0.80536 | 1
ZMB | HIV | 164.95 | 0.27104 | 0.80536 | 1
ZMB | HIV | 165.11 | 0.27147 | 0.80538 | 1
ZMB | HIV | 165.39 | 0.2719 | 0.8057 | 1
ZMB | HIV | 165.45 | 0.27233 | 0.80572 | 1
ZMB | HIV | 165.48 | 0.27276 | 0.80572 | 1
ZMB | HIV | 165.58 | 0.2732 | 0.8065 | 1
ZMB | HIV | 165.87 | 0.27363 | 0.80666 | 1
ZMB | HIV | 165.9 | 0.27406 | 0.80666 | 1
ZMB | HIV | 165.98 | 0.27449 | 0.80673 | 1
ZMB | HIV | 166.28 | 0.27492 | 0.80699 | 1
ZMB | HIV | 166.32 | 0.27536 | 0.80702 | 1
ZMB | HIV | 166.54 | 0.27579 | 0.80736 | 1
ZMB | HIV | 166.61 | 0.27666 | 0.80757 | 2
ZMB | HIV | 166.71 | 0.27709 | 0.80903 | 1
ZMB | HIV | 166.91 | 0.27752 | 0.80904 | 1
ZMB | HIV | 167.04 | 0.27796 | 0.80904 | 1
ZMB | HIV | 167.66 | 0.27883 | 0.80909 | 2
ZMB | HIV | 167.77 | 0.27927 | 0.80915 | 1
ZMB | HIV | 168.24 | 0.27971 | 0.80927 | 1
ZMB | HIV | 168.37 | 0.28014 | 0.80933 | 1
ZMB | HIV | 168.88 | 0.28058 | 0.80935 | 1
ZMB | HIV | 169.3 | 0.28102 | 0.80939 | 1
ZMB | HIV | 169.32 | 0.28146 | 0.80945 | 1
ZMB | HIV | 169.83 | 0.28191 | 0.80982 | 1
ZMB | HIV | 170.06 | 0.28235 | 0.80991 | 1
ZMB | HIV | 170.07 | 0.28279 | 0.80992 | 1
ZMB | HIV | 170.19 | 0.28323 | 0.81047 | 1
ZMB | HIV | 170.38 | 0.28368 | 0.81052 | 1
ZMB | HIV | 170.45 | 0.28412 | 0.81054 | 1
ZMB | HIV | 170.88 | 0.28456 | 0.81062 | 1
ZMB | HIV | 170.89 | 0.28501 | 0.81072 | 1
ZMB | HIV | 171.6 | 0.28546 | 0.81075 | 1
ZMB | HIV | 171.98 | 0.2859 | 0.8108 | 1
ZMB | HIV | 172.49 | 0.28635 | 0.81088 | 1
ZMB | HIV | 172.69 | 0.2868 | 0.81089 | 1
ZMB | HIV | 172.82 | 0.28725 | 0.81098 | 1
ZMB | HIV | 173.2 | 0.2877 | 0.81129 | 1
ZMB | HIV | 173.37 | 0.28815 | 0.81134 | 1
ZMB | HIV | 173.48 | 0.2886 | 0.8114 | 1
ZMB | HIV | 173.65 | 0.28906 | 0.8114 | 1
ZMB | HIV | 173.76 | 0.28951 | 0.81188 | 1
ZMB | HIV | 173.93 | 0.28996 | 0.81192 | 1
ZMB | HIV | 174.05 | 0.29041 | 0.81195 | 1
ZMB | HIV | 174.3 | 0.29087 | 0.812 | 1
ZMB | HIV | 174.34 | 0.29132 | 0.81215 | 1
ZMB | HIV | 174.61 | 0.29178 | 0.8135 | 1
ZMB | HIV | 174.77 | 0.29223 | 0.81406 | 1
ZMB | HIV | 175.33 | 0.29269 | 0.81417 | 1
ZMB | HIV | 175.54 | 0.29314 | 0.81426 | 1
ZMB | HIV | 175.78 | 0.2936 | 0.81435 | 1
ZMB | HIV | 175.8 | 0.29406 | 0.81436 | 1
ZMB | HIV | 175.96 | 0.29452 | 0.81446 | 1
ZMB | HIV | 176.09 | 0.29497 | 0.81448 | 1
ZMB | HIV | 176.12 | 0.29543 | 0.81451 | 1
ZMB | HIV | 176.13 | 0.29589 | 0.81451 | 1
ZMB | HIV | 176.5 | 0.29635 | 0.81452 | 1
ZMB | HIV | 176.64 | 0.29681 | 0.81453 | 1
ZMB | HIV | 176.97 | 0.29727 | 0.81459 | 1
ZMB | HIV | 177.05 | 0.29773 | 0.81468 | 1
ZMB | HIV | 177.13 | 0.29819 | 0.81495 | 1
ZMB | HIV | 177.27 | 0.29865 | 0.81499 | 1
ZMB | HIV | 177.85 | 0.29911 | 0.815 | 1
ZMB | HIV | 178.25 | 0.29958 | 0.81511 | 1
ZMB | HIV | 178.78 | 0.30004 | 0.81579 | 1
ZMB | HIV | 178.84 | 0.30051 | 0.81595 | 1
ZMB | HIV | 179.03 | 0.30097 | 0.81605 | 1
ZMB | HIV | 179.23 | 0.30144 | 0.81618 | 1
ZMB | HIV | 179.24 | 0.30191 | 0.81626 | 1
ZMB | HIV | 179.59 | 0.30237 | 0.81667 | 1
ZMB | HIV | 179.6 | 0.30284 | 0.81669 | 1
ZMB | HIV | 179.62 | 0.30331 | 0.81669 | 1
ZMB | HIV | 179.96 | 0.30378 | 0.81673 | 1
ZMB | HIV | 180.01 | 0.30425 | 0.81685 | 1
ZMB | HIV | 180.08 | 0.30471 | 0.81703 | 1
ZMB | HIV | 180.17 | 0.30518 | 0.8171 | 1
ZMB | HIV | 180.22 | 0.30565 | 0.81711 | 1
ZMB | HIV | 180.29 | 0.30659 | 0.81731 | 2
ZMB | HIV | 180.36 | 0.30706 | 0.81733 | 1
ZMB | HIV | 180.38 | 0.30753 | 0.81743 | 1
ZMB | HIV | 180.5 | 0.308 | 0.81838 | 1
ZMB | HIV | 180.58 | 0.30847 | 0.81845 | 1
ZMB | HIV | 180.62 | 0.30894 | 0.81897 | 1
ZMB | HIV | 180.87 | 0.30941 | 0.81919 | 1
ZMB | HIV | 180.97 | 0.30988 | 0.81925 | 1
ZMB | HIV | 181.03 | 0.31035 | 0.81929 | 1
ZMB | HIV | 181.06 | 0.31082 | 0.82068 | 1
ZMB | HIV | 181.41 | 0.31129 | 0.8207 | 1
ZMB | HIV | 181.44 | 0.31177 | 0.82077 | 1
ZMB | HIV | 181.61 | 0.31224 | 0.82077 | 1
ZMB | HIV | 181.7 | 0.31366 | 0.82119 | 3
ZMB | HIV | 182.79 | 0.31413 | 0.8212 | 1
ZMB | HIV | 182.93 | 0.31461 | 0.82133 | 1
ZMB | HIV | 183.21 | 0.31509 | 0.82135 | 1
ZMB | HIV | 183.25 | 0.31556 | 0.82142 | 1
ZMB | HIV | 183.27 | 0.31604 | 0.82147 | 1
ZMB | HIV | 183.38 | 0.31652 | 0.82147 | 1
ZMB | HIV | 183.39 | 0.31699 | 0.82149 | 1
ZMB | HIV | 183.64 | 0.31747 | 0.82226 | 1
ZMB | HIV | 184.15 | 0.31795 | 0.82232 | 1
ZMB | HIV | 184.5 | 0.31843 | 0.82232 | 1
ZMB | HIV | 184.55 | 0.31891 | 0.82234 | 1
ZMB | HIV | 184.93 | 0.31939 | 0.82261 | 1
ZMB | HIV | 185.26 | 0.32036 | 0.82272 | 2
ZMB | HIV | 185.42 | 0.32084 | 0.82353 | 1
ZMB | HIV | 185.49 | 0.32132 | 0.82365 | 1
ZMB | HIV | 185.59 | 0.3218 | 0.82392 | 1
ZMB | HIV | 185.61 | 0.32229 | 0.82407 | 1
ZMB | HIV | 185.65 | 0.32277 | 0.82417 | 1
ZMB | HIV | 185.83 | 0.32325 | 0.82428 | 1
ZMB | HIV | 186.14 | 0.32374 | 0.82443 | 1
ZMB | HIV | 187.13 | 0.32471 | 0.82444 | 2
ZMB | HIV | 187.53 | 0.3252 | 0.82473 | 1
ZMB | HIV | 187.66 | 0.32569 | 0.82492 | 1
ZMB | HIV | 188.09 | 0.32618 | 0.82504 | 1
ZMB | HIV | 188.39 | 0.32667 | 0.82506 | 1
ZMB | HIV | 188.42 | 0.32716 | 0.82514 | 1
ZMB | HIV | 188.43 | 0.32765 | 0.82521 | 1
ZMB | HIV | 188.68 | 0.32814 | 0.82522 | 1
ZMB | HIV | 188.98 | 0.32863 | 0.82527 | 1
ZMB | HIV | 188.99 | 0.32912 | 0.82564 | 1
ZMB | HIV | 189.79 | 0.32962 | 0.82584 | 1
ZMB | HIV | 189.84 | 0.33011 | 0.82606 | 1
ZMB | HIV | 189.91 | 0.3311 | 0.82646 | 2
ZMB | HIV | 189.92 | 0.33159 | 0.82649 | 1
ZMB | HIV | 190.11 | 0.33209 | 0.82651 | 1
ZMB | HIV | 190.65 | 0.33258 | 0.82671 | 1
ZMB | HIV | 192.3 | 0.33308 | 0.82681 | 1
ZMB | HIV | 192.42 | 0.33358 | 0.82696 | 1
ZMB | HIV | 192.69 | 0.33408 | 0.82697 | 1
ZMB | HIV | 192.7 | 0.33459 | 0.82897 | 1
ZMB | HIV | 192.78 | 0.33509 | 0.82993 | 1
ZMB | HIV | 192.79 | 0.33559 | 0.83047 | 1
ZMB | HIV | 192.87 | 0.33609 | 0.83064 | 1
ZMB | HIV | 193.39 | 0.33659 | 0.83124 | 1
ZMB | HIV | 193.51 | 0.3371 | 0.83128 | 1
ZMB | HIV | 193.55 | 0.3376 | 0.83137 | 1
ZMB | HIV | 193.63 | 0.33811 | 0.83139 | 1
ZMB | HIV | 193.65 | 0.33861 | 0.83191 | 1
ZMB | HIV | 193.71 | 0.33911 | 0.83318 | 1
ZMB | HIV | 193.94 | 0.33962 | 0.8332 | 1
ZMB | HIV | 194.32 | 0.34012 | 0.83322 | 1
ZMB | HIV | 194.57 | 0.34063 | 0.83326 | 1
ZMB | HIV | 194.74 | 0.34114 | 0.83343 | 1
ZMB | HIV | 194.78 | 0.34164 | 0.83357 | 1
ZMB | HIV | 194.8 | 0.34215 | 0.83357 | 1
ZMB | HIV | 194.91 | 0.34266 | 0.83369 | 1
ZMB | HIV | 195.12 | 0.34316 | 0.8346 | 1
ZMB | HIV | 195.36 | 0.34367 | 0.83462 | 1
ZMB | HIV | 195.41 | 0.34418 | 0.83464 | 1
ZMB | HIV | 195.75 | 0.34469 | 0.83505 | 1
ZMB | HIV | 195.85 | 0.3452 | 0.83509 | 1
ZMB | HIV | 195.9 | 0.34571 | 0.83509 | 1
ZMB | HIV | 196.16 | 0.34673 | 0.83521 | 2
ZMB | HIV | 196.28 | 0.34724 | 0.83522 | 1
ZMB | HIV | 196.29 | 0.34775 | 0.83549 | 1
ZMB | HIV | 196.6 | 0.34826 | 0.83554 | 1
ZMB | HIV | 197.26 | 0.34878 | 0.83558 | 1
ZMB | HIV | 197.59 | 0.34929 | 0.8356 | 1
ZMB | HIV | 197.6 | 0.34981 | 0.8358 | 1
ZMB | HIV | 197.78 | 0.35032 | 0.83584 | 1
ZMB | HIV | 197.98 | 0.35084 | 0.83661 | 1
ZMB | HIV | 198.07 | 0.35135 | 0.83683 | 1
ZMB | HIV | 198.14 | 0.35187 | 0.83688 | 1
ZMB | HIV | 198.55 | 0.35238 | 0.83691 | 1
ZMB | HIV | 198.58 | 0.3529 | 0.83712 | 1
ZMB | HIV | 198.93 | 0.35342 | 0.83726 | 1
ZMB | HIV | 199.25 | 0.35445 | 0.83762 | 2
ZMB | HIV | 199.32 | 0.35497 | 0.83762 | 1
ZMB | HIV | 199.39 | 0.35549 | 0.83764 | 1
ZMB | HIV | 199.44 | 0.35601 | 0.83821 | 1
ZMB | HIV | 199.84 | 0.35653 | 0.83825 | 1
ZMB | HIV | 200.27 | 0.35705 | 0.83864 | 1
ZMB | HIV | 200.28 | 0.35757 | 0.83867 | 1
ZMB | HIV | 200.74 | 0.35809 | 0.83892 | 1
ZMB | HIV | 200.99 | 0.35914 | 0.83944 | 2
ZMB | HIV | 201 | 0.35966 | 0.83953 | 1
ZMB | HIV | 201.62 | 0.36019 | 0.83963 | 1
ZMB | HIV | 203.35 | 0.36072 | 0.83963 | 1
ZMB | HIV | 203.98 | 0.36125 | 0.8397 | 1
ZMB | HIV | 204.09 | 0.36178 | 0.8397 | 1
ZMB | HIV | 204.45 | 0.36231 | 0.83972 | 1
ZMB | HIV | 204.61 | 0.36284 | 0.83972 | 1
ZMB | HIV | 205.01 | 0.36338 | 0.83976 | 1
ZMB | HIV | 205.25 | 0.36391 | 0.83983 | 1
ZMB | HIV | 205.43 | 0.36445 | 0.83985 | 1
ZMB | HIV | 205.54 | 0.36498 | 0.83986 | 1
ZMB | HIV | 205.92 | 0.36552 | 0.83988 | 1
ZMB | HIV | 206.4 | 0.36605 | 0.84008 | 1
ZMB | HIV | 206.56 | 0.36659 | 0.84021 | 1
ZMB | HIV | 207.24 | 0.36713 | 0.84042 | 1
ZMB | HIV | 208.11 | 0.36767 | 0.84043 | 1
ZMB | HIV | 208.55 | 0.36821 | 0.8405 | 1
ZMB | HIV | 208.72 | 0.36876 | 0.84051 | 1
ZMB | HIV | 209.42 | 0.3693 | 0.84063 | 1
ZMB | HIV | 209.64 | 0.36985 | 0.84065 | 1
ZMB | HIV | 209.73 | 0.37039 | 0.84072 | 1
ZMB | HIV | 210.45 | 0.37094 | 0.8421 | 1
ZMB | HIV | 211.18 | 0.37149 | 0.84234 | 1
ZMB | HIV | 211.26 | 0.37204 | 0.84246 | 1
ZMB | HIV | 211.81 | 0.37259 | 0.84267 | 1
ZMB | HIV | 211.99 | 0.37369 | 0.84325 | 2
ZMB | HIV | 212.8 | 0.37425 | 0.84327 | 1
ZMB | HIV | 212.92 | 0.3748 | 0.84328 | 1
ZMB | HIV | 213.02 | 0.37536 | 0.8437 | 1
ZMB | HIV | 213.22 | 0.37591 | 0.84383 | 1
ZMB | HIV | 213.28 | 0.37702 | 0.84386 | 2
ZMB | HIV | 213.52 | 0.37758 | 0.84407 | 1
ZMB | HIV | 213.54 | 0.37813 | 0.84446 | 1
ZMB | HIV | 213.61 | 0.37869 | 0.84454 | 1
ZMB | HIV | 213.62 | 0.37924 | 0.84472 | 1
ZMB | HIV | 213.99 | 0.3798 | 0.84863 | 1
ZMB | HIV | 214.04 | 0.38036 | 0.8487 | 1
ZMB | HIV | 214.67 | 0.38091 | 0.84958 | 1
ZMB | HIV | 215.02 | 0.38147 | 0.84987 | 1
ZMB | HIV | 215.17 | 0.38203 | 0.84992 | 1
ZMB | HIV | 215.31 | 0.38259 | 0.85241 | 1
ZMB | HIV | 215.38 | 0.38315 | 0.8525 | 1
ZMB | HIV | 215.67 | 0.38372 | 0.85259 | 1
ZMB | HIV | 215.69 | 0.38428 | 0.8526 | 1
ZMB | HIV | 215.71 | 0.38484 | 0.85261 | 1
ZMB | HIV | 215.89 | 0.3854 | 0.85296 | 1
ZMB | HIV | 215.92 | 0.38652 | 0.85297 | 2
ZMB | HIV | 215.98 | 0.38709 | 0.85303 | 1
ZMB | HIV | 216.05 | 0.38765 | 0.85305 | 1
ZMB | HIV | 216.13 | 0.38821 | 0.85321 | 1
ZMB | HIV | 216.97 | 0.38877 | 0.85759 | 1
ZMB | HIV | 217.11 | 0.38934 | 0.8576 | 1
ZMB | HIV | 217.54 | 0.38991 | 0.85774 | 1
ZMB | HIV | 217.76 | 0.39047 | 0.85833 | 1
ZMB | HIV | 217.96 | 0.39104 | 0.85848 | 1
ZMB | HIV | 218.51 | 0.39161 | 0.8586 | 1
ZMB | HIV | 218.52 | 0.39218 | 0.86109 | 1
ZMB | HIV | 218.72 | 0.39275 | 0.86109 | 1
ZMB | HIV | 219.12 | 0.39389 | 0.8613 | 2
ZMB | HIV | 219.15 | 0.39446 | 0.86146 | 1
ZMB | HIV | 219.97 | 0.39503 | 0.86301 | 1
ZMB | HIV | 220.12 | 0.3956 | 0.86326 | 1
ZMB | HIV | 220.31 | 0.39617 | 0.86326 | 1
ZMB | HIV | 220.47 | 0.39675 | 0.86509 | 1
ZMB | HIV | 220.52 | 0.39847 | 0.8651 | 3
ZMB | HIV | 220.53 | 0.39904 | 0.86512 | 1
ZMB | HIV | 220.58 | 0.39962 | 0.86512 | 1
ZMB | HIV | 220.66 | 0.40019 | 0.86519 | 1
ZMB | HIV | 220.97 | 0.40077 | 0.8653 | 1
ZMB | HIV | 221.26 | 0.40134 | 0.86535 | 1
ZMB | HIV | 221.88 | 0.40192 | 0.86578 | 1
ZMB | HIV | 221.95 | 0.4025 | 0.86588 | 1
ZMB | HIV | 222.05 | 0.40307 | 0.86672 | 1
ZMB | HIV | 222.24 | 0.40365 | 0.86682 | 1
ZMB | HIV | 222.44 | 0.40423 | 0.86684 | 1
ZMB | HIV | 222.55 | 0.40481 | 0.86704 | 1
ZMB | HIV | 222.91 | 0.40539 | 0.86704 | 1
ZMB | HIV | 223.45 | 0.40597 | 0.87013 | 1
ZMB | HIV | 223.63 | 0.40655 | 0.87019 | 1
ZMB | HIV | 223.7 | 0.40714 | 0.873 | 1
ZMB | HIV | 223.74 | 0.40772 | 0.87306 | 1
ZMB | HIV | 224.05 | 0.4083 | 0.87306 | 1
ZMB | HIV | 224.41 | 0.40888 | 0.87307 | 1
ZMB | HIV | 224.74 | 0.41005 | 0.8738 | 2
ZMB | HIV | 224.75 | 0.41064 | 0.87383 | 1
ZMB | HIV | 224.85 | 0.41122 | 0.87391 | 1
ZMB | HIV | 224.94 | 0.41181 | 0.87506 | 1
ZMB | HIV | 224.95 | 0.41239 | 0.87543 | 1
ZMB | HIV | 225.53 | 0.41298 | 0.87548 | 1
ZMB | HIV | 225.68 | 0.41357 | 0.87552 | 1
ZMB | HIV | 225.72 | 0.41416 | 0.8756 | 1
ZMB | HIV | 225.76 | 0.41533 | 0.87729 | 2
ZMB | HIV | 225.86 | 0.41592 | 0.87729 | 1
ZMB | HIV | 225.89 | 0.41651 | 0.87869 | 1
ZMB | HIV | 226.4 | 0.41709 | 0.87883 | 1
ZMB | HIV | 226.52 | 0.41768 | 0.87883 | 1
ZMB | HIV | 226.69 | 0.41827 | 0.8807 | 1
ZMB | HIV | 226.81 | 0.41886 | 0.88223 | 1
ZMB | HIV | 227.12 | 0.41946 | 0.88225 | 1
ZMB | HIV | 227.59 | 0.42005 | 0.88228 | 1
ZMB | HIV | 227.6 | 0.42064 | 0.88236 | 1
ZMB | HIV | 227.83 | 0.42123 | 0.88241 | 1
ZMB | HIV | 227.86 | 0.42183 | 0.88273 | 1
ZMB | HIV | 228.01 | 0.42242 | 0.88276 | 1
ZMB | HIV | 228.78 | 0.42301 | 0.8832 | 1
ZMB | HIV | 229.84 | 0.42361 | 0.88346 | 1
ZMB | HIV | 229.92 | 0.42421 | 0.88346 | 1
ZMB | HIV | 230.4 | 0.42481 | 0.88358 | 1
ZMB | HIV | 230.42 | 0.42541 | 0.88388 | 1
ZMB | HIV | 230.51 | 0.42601 | 0.88467 | 1
ZMB | HIV | 230.98 | 0.42661 | 0.88487 | 1
ZMB | HIV | 231.21 | 0.42721 | 0.88487 | 1
ZMB | HIV | 231.88 | 0.42781 | 0.88493 | 1
ZMB | HIV | 232.36 | 0.42842 | 0.88501 | 1
ZMB | HIV | 232.84 | 0.43084 | 0.8851 | 4
ZMB | HIV | 232.86 | 0.43205 | 0.88593 | 2
ZMB | HIV | 232.89 | 0.43266 | 0.88595 | 1
ZMB | HIV | 233.07 | 0.43327 | 0.88604 | 1
ZMB | HIV | 233.28 | 0.43387 | 0.88613 | 1
ZMB | HIV | 233.79 | 0.43448 | 0.88621 | 1
ZMB | HIV | 233.9 | 0.43509 | 0.88633 | 1
ZMB | HIV | 233.93 | 0.4357 | 0.88646 | 1
ZMB | HIV | 234.02 | 0.43631 | 0.88646 | 1
ZMB | HIV | 234.25 | 0.43692 | 0.88646 | 1
ZMB | HIV | 234.77 | 0.43753 | 0.88646 | 1
ZMB | HIV | 235.02 | 0.43814 | 0.88655 | 1
ZMB | HIV | 235.03 | 0.43875 | 0.88679 | 1
ZMB | HIV | 235.33 | 0.43936 | 0.88689 | 1
ZMB | HIV | 235.46 | 0.43998 | 0.88697 | 1
ZMB | HIV | 235.48 | 0.44059 | 0.88697 | 1
ZMB | HIV | 236.16 | 0.4412 | 0.88702 | 1
ZMB | HIV | 236.26 | 0.44182 | 0.88706 | 1
ZMB | HIV | 236.38 | 0.44243 | 0.88713 | 1
ZMB | HIV | 236.64 | 0.44305 | 0.88723 | 1
ZMB | HIV | 236.67 | 0.44366 | 0.88723 | 1
ZMB | HIV | 236.68 | 0.44428 | 0.88723 | 1
ZMB | HIV | 236.74 | 0.4449 | 0.88753 | 1
ZMB | HIV | 236.8 | 0.44551 | 0.88754 | 1
ZMB | HIV | 236.94 | 0.44613 | 0.88754 | 1
ZMB | HIV | 236.95 | 0.44675 | 0.88759 | 1
ZMB | HIV | 237.55 | 0.44736 | 0.88764 | 1
ZMB | HIV | 237.57 | 0.44798 | 0.88765 | 1
ZMB | HIV | 237.64 | 0.4486 | 0.88788 | 1
ZMB | HIV | 237.77 | 0.44922 | 0.88793 | 1
ZMB | HIV | 237.78 | 0.44984 | 0.88793 | 1
ZMB | HIV | 238.08 | 0.45046 | 0.88794 | 1
ZMB | HIV | 238.25 | 0.45108 | 0.88799 | 1
ZMB | HIV | 238.38 | 0.4517 | 0.88814 | 1
ZMB | HIV | 239.05 | 0.45232 | 0.88823 | 1
ZMB | HIV | 239.08 | 0.45294 | 0.88824 | 1
ZMB | HIV | 239.13 | 0.45356 | 0.88825 | 1
ZMB | HIV | 239.44 | 0.45419 | 0.88829 | 1
ZMB | HIV | 239.69 | 0.45481 | 0.88858 | 1
ZMB | HIV | 239.7 | 0.45543 | 0.88869 | 1
ZMB | HIV | 239.74 | 0.45606 | 0.889 | 1
ZMB | HIV | 239.82 | 0.45668 | 0.88913 | 1
ZMB | HIV | 239.97 | 0.45731 | 0.88913 | 1
ZMB | HIV | 240.16 | 0.45793 | 0.88915 | 1
ZMB | HIV | 240.22 | 0.45856 | 0.88916 | 1
ZMB | HIV | 240.46 | 0.45918 | 0.88922 | 1
ZMB | HIV | 240.7 | 0.45981 | 0.88945 | 1
ZMB | HIV | 240.9 | 0.46043 | 0.8895 | 1
ZMB | HIV | 241.14 | 0.46106 | 0.88974 | 1
ZMB | HIV | 241.39 | 0.46169 | 0.88993 | 1
ZMB | HIV | 241.51 | 0.46232 | 0.89003 | 1
ZMB | HIV | 241.76 | 0.46295 | 0.89011 | 1
ZMB | HIV | 241.78 | 0.46358 | 0.89014 | 1
ZMB | HIV | 241.88 | 0.46421 | 0.89027 | 1
ZMB | HIV | 241.91 | 0.46483 | 0.89033 | 1
ZMB | HIV | 241.95 | 0.46546 | 0.89034 | 1
ZMB | HIV | 242.09 | 0.46609 | 0.89043 | 1
ZMB | HIV | 242.14 | 0.46672 | 0.89045 | 1
ZMB | HIV | 242.17 | 0.46735 | 0.89055 | 1
ZMB | HIV | 242.96 | 0.46799 | 0.89056 | 1
ZMB | HIV | 243.17 | 0.46862 | 0.89057 | 1
ZMB | HIV | 243.35 | 0.46925 | 0.89063 | 1
ZMB | HIV | 244.16 | 0.46989 | 0.89067 | 1
ZMB | HIV | 244.23 | 0.47052 | 0.89067 | 1
ZMB | HIV | 244.33 | 0.47116 | 0.8909 | 1
ZMB | HIV | 244.56 | 0.4718 | 0.89095 | 1
ZMB | HIV | 244.57 | 0.47243 | 0.89199 | 1
ZMB | HIV | 244.88 | 0.47307 | 0.8921 | 1
ZMB | HIV | 244.93 | 0.47371 | 0.89224 | 1
ZMB | HIV | 245.3 | 0.47434 | 0.8924 | 1
ZMB | HIV | 245.46 | 0.47498 | 0.89273 | 1
ZMB | HIV | 245.6 | 0.47562 | 0.89278 | 1
ZMB | HIV | 245.76 | 0.47626 | 0.89278 | 1
ZMB | HIV | 245.86 | 0.4769 | 0.89278 | 1
ZMB | HIV | 245.94 | 0.47754 | 0.89282 | 1
ZMB | HIV | 246.11 | 0.47818 | 0.89287 | 1
ZMB | HIV | 246.14 | 0.47882 | 0.89293 | 1
ZMB | HIV | 246.26 | 0.47946 | 0.89337 | 1
ZMB | HIV | 246.32 | 0.4801 | 0.89349 | 1
ZMB | HIV | 246.4 | 0.48074 | 0.8935 | 1
ZMB | HIV | 246.51 | 0.48203 | 0.89352 | 2
ZMB | HIV | 246.72 | 0.48267 | 0.89353 | 1
ZMB | HIV | 246.75 | 0.48331 | 0.89387 | 1
ZMB | HIV | 246.78 | 0.48395 | 0.89396 | 1
ZMB | HIV | 246.88 | 0.4846 | 0.89399 | 1
ZMB | HIV | 246.97 | 0.48652 | 0.89409 | 3
ZMB | HIV | 247.02 | 0.48717 | 0.89409 | 1
ZMB | HIV | 247.55 | 0.48781 | 0.8941 | 1
ZMB | HIV | 247.64 | 0.48845 | 0.89412 | 1
ZMB | HIV | 247.68 | 0.4891 | 0.89414 | 1
ZMB | HIV | 248.16 | 0.48974 | 0.89418 | 1
ZMB | HIV | 249.33 | 0.49039 | 0.89421 | 1
ZMB | HIV | 249.66 | 0.49104 | 0.8943 | 1
ZMB | HIV | 250 | 0.49169 | 0.89438 | 1
ZMB | HIV | 250.28 | 0.49234 | 0.89446 | 1
ZMB | HIV | 250.36 | 0.493 | 0.8945 | 1
ZMB | HIV | 250.58 | 0.49365 | 0.8949 | 1
ZMB | HIV | 250.73 | 0.4943 | 0.8949 | 1
ZMB | HIV | 250.86 | 0.49495 | 0.89493 | 1
ZMB | HIV | 250.97 | 0.49561 | 0.89495 | 1
ZMB | HIV | 251.03 | 0.49626 | 0.89499 | 1
ZMB | HIV | 251.52 | 0.49691 | 0.89507 | 1
ZMB | HIV | 251.59 | 0.49757 | 0.89511 | 1
ZMB | HIV | 251.87 | 0.49822 | 0.89514 | 1
ZMB | HIV | 252.31 | 0.49888 | 0.89514 | 1
ZMB | HIV | 252.66 | 0.49954 | 0.89514 | 1
ZMB | HIV | 252.74 | 0.5002 | 0.89522 | 1
ZMB | HIV | 253.12 | 0.50085 | 0.89526 | 1
ZMB | HIV | 253.39 | 0.50217 | 0.89539 | 2
ZMB | HIV | 253.65 | 0.50283 | 0.8955 | 1
ZMB | HIV | 253.7 | 0.50349 | 0.8956 | 1
ZMB | HIV | 254.16 | 0.50415 | 0.89582 | 1
ZMB | HIV | 254.22 | 0.50482 | 0.89668 | 1
ZMB | HIV | 254.35 | 0.50548 | 0.89677 | 1
ZMB | HIV | 254.67 | 0.50614 | 0.89684 | 1
ZMB | HIV | 254.81 | 0.5068 | 0.89728 | 1
ZMB | HIV | 255.91 | 0.50747 | 0.89733 | 1
ZMB | HIV | 256.04 | 0.50813 | 0.89756 | 1
ZMB | HIV | 256.07 | 0.5088 | 0.89765 | 1
ZMB | HIV | 256.41 | 0.50947 | 0.89784 | 1
ZMB | HIV | 256.62 | 0.51014 | 0.89835 | 1
ZMB | HIV | 256.96 | 0.5108 | 0.8984 | 1
ZMB | HIV | 257.08 | 0.51147 | 0.89843 | 1
ZMB | HIV | 257.34 | 0.51214 | 0.89846 | 1
ZMB | HIV | 257.39 | 0.51281 | 0.89872 | 1
ZMB | HIV | 257.49 | 0.51348 | 0.89872 | 1
ZMB | HIV | 257.81 | 0.51415 | 0.89886 | 1
ZMB | HIV | 257.87 | 0.51482 | 0.89889 | 1
ZMB | HIV | 258.08 | 0.5155 | 0.89889 | 1
ZMB | HIV | 258.38 | 0.51617 | 0.899 | 1
ZMB | HIV | 258.74 | 0.51684 | 0.899 | 1
ZMB | HIV | 259.02 | 0.51751 | 0.89913 | 1
ZMB | HIV | 259.08 | 0.51819 | 0.90003 | 1
ZMB | HIV | 259.32 | 0.51886 | 0.90023 | 1
ZMB | HIV | 259.38 | 0.51954 | 0.90025 | 1
ZMB | HIV | 259.69 | 0.52021 | 0.90052 | 1
ZMB | HIV | 260.36 | 0.52089 | 0.90058 | 1
ZMB | HIV | 260.41 | 0.52157 | 0.90102 | 1
ZMB | HIV | 261.1 | 0.52225 | 0.90117 | 1
ZMB | HIV | 261.24 | 0.52293 | 0.9012 | 1
ZMB | HIV | 261.27 | 0.52361 | 0.90133 | 1
ZMB | HIV | 261.31 | 0.52497 | 0.90146 | 2
ZMB | HIV | 261.53 | 0.52565 | 0.90149 | 1
ZMB | HIV | 261.84 | 0.52633 | 0.90162 | 1
ZMB | HIV | 262.24 | 0.52701 | 0.90165 | 1
ZMB | HIV | 262.41 | 0.52769 | 0.90188 | 1
ZMB | HIV | 262.51 | 0.52838 | 0.90188 | 1
ZMB | HIV | 262.61 | 0.52906 | 0.90222 | 1
ZMB | HIV | 262.67 | 0.52974 | 0.90228 | 1
ZMB | HIV | 263.06 | 0.53043 | 0.90228 | 1
ZMB | HIV | 264.29 | 0.53112 | 0.90228 | 1
ZMB | HIV | 265.09 | 0.53181 | 0.90228 | 1
ZMB | HIV | 265.39 | 0.5325 | 0.90229 | 1
ZMB | HIV | 266.4 | 0.53319 | 0.9023 | 1
ZMB | HIV | 266.44 | 0.53388 | 0.90232 | 1
ZMB | HIV | 266.7 | 0.53458 | 0.90238 | 1
ZMB | HIV | 266.88 | 0.53527 | 0.90255 | 1
ZMB | HIV | 266.91 | 0.53597 | 0.90259 | 1
ZMB | HIV | 267.25 | 0.53666 | 0.9026 | 1
ZMB | HIV | 267.34 | 0.53736 | 0.90261 | 1
ZMB | HIV | 267.67 | 0.53805 | 0.90509 | 1
ZMB | HIV | 267.89 | 0.53875 | 0.90522 | 1
ZMB | HIV | 267.91 | 0.53945 | 0.90529 | 1
ZMB | HIV | 268.27 | 0.54015 | 0.90533 | 1
ZMB | HIV | 268.86 | 0.54085 | 0.9054 | 1
ZMB | HIV | 268.93 | 0.54154 | 0.90544 | 1
ZMB | HIV | 269.72 | 0.54225 | 0.90545 | 1
ZMB | HIV | 269.86 | 0.54295 | 0.9055 | 1
ZMB | HIV | 269.9 | 0.54365 | 0.90551 | 1
ZMB | HIV | 270.77 | 0.54436 | 0.90557 | 1
ZMB | HIV | 270.92 | 0.54506 | 0.90574 | 1
ZMB | HIV | 271.19 | 0.54577 | 0.90607 | 1
ZMB | HIV | 271.32 | 0.54647 | 0.90614 | 1
ZMB | HIV | 272.04 | 0.54718 | 0.90615 | 1
ZMB | HIV | 272.07 | 0.54789 | 0.9062 | 1
ZMB | HIV | 272.53 | 0.5486 | 0.90624 | 1
ZMB | HIV | 272.6 | 0.54931 | 0.90697 | 1
ZMB | HIV | 272.66 | 0.55002 | 0.90699 | 1
ZMB | HIV | 273.02 | 0.55073 | 0.90701 | 1
ZMB | HIV | 273.03 | 0.55144 | 0.90716 | 1
ZMB | HIV | 273.1 | 0.55215 | 0.90721 | 1
ZMB | HIV | 273.62 | 0.55286 | 0.90724 | 1
ZMB | HIV | 273.64 | 0.55357 | 0.90725 | 1
ZMB | HIV | 273.8 | 0.55428 | 0.90773 | 1
ZMB | HIV | 274.23 | 0.555 | 0.90777 | 1
ZMB | HIV | 274.71 | 0.55571 | 0.90777 | 1
ZMB | HIV | 274.82 | 0.55643 | 0.90832 | 1
ZMB | HIV | 274.89 | 0.55714 | 0.90855 | 1
ZMB | HIV | 275.26 | 0.55786 | 0.9086 | 1
ZMB | HIV | 275.74 | 0.55858 | 0.9086 | 1
ZMB | HIV | 275.84 | 0.55929 | 0.90976 | 1
ZMB | HIV | 276.16 | 0.56001 | 0.90985 | 1
ZMB | HIV | 276.37 | 0.56073 | 0.90992 | 1
ZMB | HIV | 277.04 | 0.56145 | 0.91002 | 1
ZMB | HIV | 277.28 | 0.56217 | 0.91014 | 1
ZMB | HIV | 277.3 | 0.56289 | 0.91018 | 1
ZMB | HIV | 278.37 | 0.56362 | 0.91046 | 1
ZMB | HIV | 278.38 | 0.56434 | 0.91051 | 1
ZMB | HIV | 278.88 | 0.56652 | 0.91056 | 3
ZMB | HIV | 279 | 0.56725 | 0.91057 | 1
ZMB | HIV | 279.11 | 0.5687 | 0.91221 | 2
ZMB | HIV | 279.85 | 0.56943 | 0.91222 | 1
ZMB | HIV | 279.93 | 0.57015 | 0.91224 | 1
ZMB | HIV | 279.99 | 0.57088 | 0.91262 | 1
ZMB | HIV | 280.08 | 0.57161 | 0.9129 | 1
ZMB | HIV | 280.99 | 0.57234 | 0.91302 | 1
ZMB | HIV | 281.3 | 0.57381 | 0.9133 | 2
ZMB | HIV | 281.47 | 0.57454 | 0.91338 | 1
ZMB | HIV | 281.61 | 0.57527 | 0.9134 | 1
ZMB | HIV | 281.83 | 0.57601 | 0.9134 | 1
ZMB | HIV | 281.86 | 0.57674 | 0.91343 | 1
ZMB | HIV | 282 | 0.57747 | 0.91354 | 1
ZMB | HIV | 282.04 | 0.57821 | 0.91356 | 1
ZMB | HIV | 282.32 | 0.57894 | 0.91362 | 1
ZMB | HIV | 282.38 | 0.57968 | 0.91368 | 1
ZMB | HIV | 283.15 | 0.58041 | 0.91375 | 1
ZMB | HIV | 283.84 | 0.58115 | 0.91403 | 1
ZMB | HIV | 284.06 | 0.58189 | 0.91412 | 1
ZMB | HIV | 284.37 | 0.58263 | 0.91431 | 1
ZMB | HIV | 284.43 | 0.58337 | 0.91532 | 1
ZMB | HIV | 284.58 | 0.58411 | 0.91786 | 1
ZMB | HIV | 284.65 | 0.58485 | 0.91788 | 1
ZMB | HIV | 285.17 | 0.58559 | 0.91789 | 1
ZMB | HIV | 285.36 | 0.58634 | 0.91795 | 1
ZMB | HIV | 285.79 | 0.58708 | 0.91798 | 1
ZMB | HIV | 285.88 | 0.58782 | 0.91802 | 1
ZMB | HIV | 285.91 | 0.58857 | 0.91808 | 1
ZMB | HIV | 286.03 | 0.58931 | 0.92006 | 1
ZMB | HIV | 286.76 | 0.59006 | 0.92006 | 1
ZMB | HIV | 286.8 | 0.5908 | 0.92017 | 1
ZMB | HIV | 287.28 | 0.59155 | 0.92017 | 1
ZMB | HIV | 287.57 | 0.5923 | 0.92027 | 1
ZMB | HIV | 287.7 | 0.59305 | 0.92029 | 1
ZMB | HIV | 288.13 | 0.5938 | 0.92029 | 1
ZMB | HIV | 289.86 | 0.59455 | 0.92041 | 1
ZMB | HIV | 290.77 | 0.59531 | 0.92095 | 1
ZMB | HIV | 290.78 | 0.59606 | 0.921 | 1
ZMB | HIV | 291.3 | 0.59682 | 0.92101 | 1
ZMB | HIV | 291.36 | 0.59758 | 0.9211 | 1
ZMB | HIV | 291.5 | 0.59834 | 0.92111 | 1
ZMB | HIV | 291.62 | 0.5991 | 0.92118 | 1
ZMB | HIV | 291.66 | 0.59986 | 0.92149 | 1
ZMB | HIV | 291.73 | 0.60062 | 0.9216 | 1
ZMB | HIV | 291.83 | 0.60137 | 0.92167 | 1
ZMB | HIV | 291.97 | 0.60213 | 0.92168 | 1
ZMB | HIV | 293.39 | 0.6029 | 0.92173 | 1
ZMB | HIV | 294.23 | 0.60366 | 0.92174 | 1
ZMB | HIV | 294.31 | 0.60443 | 0.92188 | 1
ZMB | HIV | 294.42 | 0.60519 | 0.92188 | 1
ZMB | HIV | 294.75 | 0.60596 | 0.92195 | 1
ZMB | HIV | 294.92 | 0.60673 | 0.92195 | 1
ZMB | HIV | 295.13 | 0.6075 | 0.9223 | 1
ZMB | HIV | 295.43 | 0.60827 | 0.9223 | 1
ZMB | HIV | 295.54 | 0.60903 | 0.92247 | 1
ZMB | HIV | 296.76 | 0.60981 | 0.92259 | 1
ZMB | HIV | 297.19 | 0.61058 | 0.92265 | 1
ZMB | HIV | 297.42 | 0.61135 | 0.92276 | 1
ZMB | HIV | 297.59 | 0.61213 | 0.92277 | 1
ZMB | HIV | 298.01 | 0.6129 | 0.92281 | 1
ZMB | HIV | 298.23 | 0.61368 | 0.92521 | 1
ZMB | HIV | 298.56 | 0.61446 | 0.92526 | 1
ZMB | HIV | 298.99 | 0.61523 | 0.92529 | 1
ZMB | HIV | 299.31 | 0.61601 | 0.92577 | 1
ZMB | HIV | 299.52 | 0.61679 | 0.92582 | 1
ZMB | HIV | 299.96 | 0.61757 | 0.92582 | 1
ZMB | HIV | 300.04 | 0.61835 | 0.92614 | 1
ZMB | HIV | 300.34 | 0.61913 | 0.92615 | 1
ZMB | HIV | 300.88 | 0.61992 | 0.92615 | 1
ZMB | HIV | 301.23 | 0.6207 | 0.92867 | 1
ZMB | HIV | 301.88 | 0.62149 | 0.92871 | 1
ZMB | HIV | 302.78 | 0.62227 | 0.92874 | 1
ZMB | HIV | 302.82 | 0.62306 | 0.92958 | 1
ZMB | HIV | 302.83 | 0.62385 | 0.92965 | 1
ZMB | HIV | 303.68 | 0.62464 | 0.92965 | 1
ZMB | HIV | 303.92 | 0.62543 | 0.92969 | 1
ZMB | HIV | 303.93 | 0.62622 | 0.92986 | 1
ZMB | HIV | 304.03 | 0.62701 | 0.9299 | 1
ZMB | HIV | 304.28 | 0.62781 | 0.93018 | 1
ZMB | HIV | 304.6 | 0.6286 | 0.93086 | 1
ZMB | HIV | 304.88 | 0.62939 | 0.93177 | 1
ZMB | HIV | 305.68 | 0.63019 | 0.93178 | 1
ZMB | HIV | 306.16 | 0.63098 | 0.93178 | 1
ZMB | HIV | 306.34 | 0.63178 | 0.93179 | 1
ZMB | HIV | 306.95 | 0.63258 | 0.93186 | 1
ZMB | HIV | 307.41 | 0.63338 | 0.93186 | 1
ZMB | HIV | 307.43 | 0.63418 | 0.93199 | 1
ZMB | HIV | 308.13 | 0.63498 | 0.93199 | 1
ZMB | HIV | 308.25 | 0.63578 | 0.932 | 1
ZMB | HIV | 308.45 | 0.63658 | 0.93251 | 1
ZMB | HIV | 309.52 | 0.6382 | 0.93253 | 2
ZMB | HIV | 309.56 | 0.639 | 0.93262 | 1
ZMB | HIV | 310.18 | 0.63981 | 0.93263 | 1
ZMB | HIV | 310.47 | 0.64062 | 0.93263 | 1
ZMB | HIV | 310.64 | 0.64142 | 0.93267 | 1
ZMB | HIV | 310.98 | 0.64223 | 0.93267 | 1
ZMB | HIV | 311.07 | 0.64304 | 0.93291 | 1
ZMB | HIV | 311.21 | 0.64385 | 0.93315 | 1
ZMB | HIV | 311.81 | 0.64466 | 0.93332 | 1
ZMB | HIV | 313.12 | 0.64548 | 0.93332 | 1
ZMB | HIV | 313.49 | 0.64629 | 0.93333 | 1
ZMB | HIV | 313.64 | 0.64711 | 0.93346 | 1
ZMB | HIV | 313.99 | 0.64793 | 0.93346 | 1
ZMB | HIV | 315.14 | 0.64875 | 0.93348 | 1
ZMB | HIV | 315.34 | 0.64957 | 0.93349 | 1
ZMB | HIV | 315.73 | 0.65039 | 0.9335 | 1
ZMB | HIV | 316.09 | 0.65121 | 0.93358 | 1
ZMB | HIV | 316.31 | 0.65203 | 0.9336 | 1
ZMB | HIV | 316.65 | 0.65286 | 0.93372 | 1
ZMB | HIV | 317.17 | 0.65368 | 0.93406 | 1
ZMB | HIV | 317.81 | 0.65451 | 0.93413 | 1
ZMB | HIV | 318.59 | 0.65534 | 0.93413 | 1
ZMB | HIV | 318.6 | 0.65617 | 0.93423 | 1
ZMB | HIV | 319.09 | 0.657 | 0.93426 | 1
ZMB | HIV | 319.51 | 0.65783 | 0.93444 | 1
ZMB | HIV | 319.54 | 0.65866 | 0.93486 | 1
ZMB | HIV | 320.18 | 0.65949 | 0.93492 | 1
ZMB | HIV | 320.83 | 0.66033 | 0.93551 | 1
ZMB | HIV | 321.05 | 0.66116 | 0.93553 | 1
ZMB | HIV | 321.69 | 0.662 | 0.9356 | 1
ZMB | HIV | 322.05 | 0.66284 | 0.93562 | 1
ZMB | HIV | 322.15 | 0.66368 | 0.93565 | 1
ZMB | HIV | 323.39 | 0.66536 | 0.9366 | 2
ZMB | HIV | 323.86 | 0.6662 | 0.93662 | 1
ZMB | HIV | 324.14 | 0.66705 | 0.93672 | 1
ZMB | HIV | 324.24 | 0.66789 | 0.93674 | 1
ZMB | HIV | 325.89 | 0.66874 | 0.93686 | 1
ZMB | HIV | 325.98 | 0.66959 | 0.93687 | 1
ZMB | HIV | 326.26 | 0.67043 | 0.93689 | 1
ZMB | HIV | 326.42 | 0.67128 | 0.93693 | 1
ZMB | HIV | 329.09 | 0.67214 | 0.93762 | 1
ZMB | HIV | 329.1 | 0.673 | 0.93762 | 1
ZMB | HIV | 329.29 | 0.67471 | 0.93767 | 2
ZMB | HIV | 329.34 | 0.67557 | 0.93769 | 1
ZMB | HIV | 329.94 | 0.67643 | 0.93831 | 1
ZMB | HIV | 330.22 | 0.67728 | 0.93831 | 1
ZMB | HIV | 330.63 | 0.67814 | 0.93834 | 1
ZMB | HIV | 330.71 | 0.67901 | 0.9386 | 1
ZMB | HIV | 332 | 0.6816 | 0.93879 | 3
ZMB | HIV | 332.06 | 0.68246 | 0.93886 | 1
ZMB | HIV | 332.61 | 0.68333 | 0.93888 | 1
ZMB | HIV | 333.53 | 0.68419 | 0.93889 | 1
ZMB | HIV | 333.73 | 0.68506 | 0.93893 | 1
ZMB | HIV | 334.34 | 0.68593 | 0.94123 | 1
ZMB | HIV | 334.48 | 0.6868 | 0.94124 | 1
ZMB | HIV | 334.99 | 0.68767 | 0.94134 | 1
ZMB | HIV | 335.29 | 0.68855 | 0.94146 | 1
ZMB | HIV | 335.85 | 0.68942 | 0.94146 | 1
ZMB | HIV | 336 | 0.69029 | 0.94151 | 1
ZMB | HIV | 336.26 | 0.69117 | 0.94164 | 1
ZMB | HIV | 337.56 | 0.69205 | 0.94166 | 1
ZMB | HIV | 337.65 | 0.69293 | 0.9418 | 1
ZMB | HIV | 338.09 | 0.69381 | 0.94184 | 1
ZMB | HIV | 338.73 | 0.69469 | 0.94189 | 1
ZMB | HIV | 339.5 | 0.69557 | 0.94218 | 1
ZMB | HIV | 340.03 | 0.69646 | 0.94218 | 1
ZMB | HIV | 340.45 | 0.69734 | 0.94219 | 1
ZMB | HIV | 341.02 | 0.69823 | 0.94219 | 1
ZMB | HIV | 341.95 | 0.69912 | 0.94418 | 1
ZMB | HIV | 342.63 | 0.70001 | 0.94419 | 1
ZMB | HIV | 343.06 | 0.7009 | 0.94499 | 1
ZMB | HIV | 343.4 | 0.7018 | 0.94652 | 1
ZMB | HIV | 343.43 | 0.70448 | 0.94668 | 3
ZMB | HIV | 343.63 | 0.70537 | 0.94863 | 1
ZMB | HIV | 343.69 | 0.70626 | 0.94865 | 1
ZMB | HIV | 344.19 | 0.70716 | 0.94868 | 1
ZMB | HIV | 344.31 | 0.70806 | 0.9495 | 1
ZMB | HIV | 344.8 | 0.70895 | 0.94951 | 1
ZMB | HIV | 345.65 | 0.70985 | 0.94958 | 1
ZMB | HIV | 345.91 | 0.71075 | 0.94994 | 1
ZMB | HIV | 346.11 | 0.71165 | 0.94999 | 1
ZMB | HIV | 347.03 | 0.71256 | 0.95005 | 1
ZMB | HIV | 347.48 | 0.71346 | 0.95013 | 1
ZMB | HIV | 347.62 | 0.71436 | 0.95015 | 1
ZMB | HIV | 348.04 | 0.71527 | 0.95156 | 1
ZMB | HIV | 348.13 | 0.71618 | 0.95291 | 1
ZMB | HIV | 349.58 | 0.71709 | 0.95291 | 1
ZMB | HIV | 349.67 | 0.718 | 0.95291 | 1
ZMB | HIV | 350.07 | 0.71891 | 0.95295 | 1
ZMB | HIV | 350.44 | 0.71982 | 0.95298 | 1
ZMB | HIV | 350.84 | 0.72073 | 0.9531 | 1
ZMB | HIV | 351.31 | 0.72164 | 0.9531 | 1
ZMB | HIV | 353.41 | 0.72256 | 0.95335 | 1
ZMB | HIV | 354.3 | 0.72349 | 0.95339 | 1
ZMB | HIV | 354.56 | 0.72441 | 0.95352 | 1
ZMB | HIV | 355.33 | 0.72533 | 0.95355 | 1
ZMB | HIV | 355.77 | 0.72626 | 0.95355 | 1
ZMB | HIV | 357.03 | 0.72719 | 0.95363 | 1
ZMB | HIV | 357.35 | 0.72812 | 0.95363 | 1
ZMB | HIV | 358.84 | 0.72905 | 0.95421 | 1
ZMB | HIV | 359.1 | 0.72999 | 0.95432 | 1
ZMB | HIV | 359.17 | 0.73092 | 0.95475 | 1
ZMB | HIV | 359.3 | 0.73186 | 0.9553 | 1
ZMB | HIV | 359.33 | 0.73279 | 0.9553 | 1
ZMB | HIV | 359.53 | 0.73373 | 0.95533 | 1
ZMB | HIV | 360.37 | 0.73466 | 0.95533 | 1
ZMB | HIV | 361.07 | 0.7356 | 0.95538 | 1
ZMB | HIV | 361.77 | 0.73654 | 0.95538 | 1
ZMB | HIV | 362.17 | 0.73749 | 0.95538 | 1
ZMB | HIV | 362.61 | 0.73843 | 0.95542 | 1
ZMB | HIV | 363.23 | 0.73937 | 0.95546 | 1
ZMB | HIV | 363.81 | 0.74032 | 0.95552 | 1
ZMB | HIV | 363.86 | 0.74127 | 0.95555 | 1
ZMB | HIV | 363.93 | 0.74221 | 0.9557 | 1
ZMB | HIV | 364.24 | 0.74316 | 0.95583 | 1
ZMB | HIV | 364.61 | 0.74411 | 0.95584 | 1
ZMB | HIV | 365.38 | 0.74506 | 0.95585 | 1
ZMB | HIV | 365.5 | 0.74601 | 0.956 | 1
ZMB | HIV | 366.96 | 0.74697 | 0.95602 | 1
ZMB | HIV | 367.57 | 0.74792 | 0.95602 | 1
ZMB | HIV | 368.31 | 0.74888 | 0.9562 | 1
ZMB | HIV | 368.79 | 0.74984 | 0.95664 | 1
ZMB | HIV | 368.87 | 0.7508 | 0.95673 | 1
ZMB | HIV | 369.17 | 0.75176 | 0.95676 | 1
ZMB | HIV | 369.44 | 0.75272 | 0.95677 | 1
ZMB | HIV | 369.45 | 0.75368 | 0.95679 | 1
ZMB | HIV | 369.49 | 0.75465 | 0.95696 | 1
ZMB | HIV | 369.71 | 0.75561 | 0.95696 | 1
ZMB | HIV | 369.76 | 0.75657 | 0.95697 | 1
ZMB | HIV | 370.54 | 0.75753 | 0.95698 | 1
ZMB | HIV | 370.55 | 0.7585 | 0.95718 | 1
ZMB | HIV | 370.89 | 0.75946 | 0.95718 | 1
ZMB | HIV | 370.91 | 0.76043 | 0.95724 | 1
ZMB | HIV | 371.16 | 0.76139 | 0.95725 | 1
ZMB | HIV | 371.75 | 0.76236 | 0.95731 | 1
ZMB | HIV | 371.81 | 0.76333 | 0.95743 | 1
ZMB | HIV | 373.04 | 0.7643 | 0.95747 | 1
ZMB | HIV | 374.24 | 0.76527 | 0.95747 | 1
ZMB | HIV | 374.56 | 0.76625 | 0.95752 | 1
ZMB | HIV | 374.71 | 0.76722 | 0.95831 | 1
ZMB | HIV | 375.96 | 0.7682 | 0.95838 | 1
ZMB | HIV | 376.06 | 0.76918 | 0.95838 | 1
ZMB | HIV | 376.14 | 0.77016 | 0.95851 | 1
ZMB | HIV | 376.5 | 0.77114 | 0.95859 | 1
ZMB | HIV | 377.23 | 0.77212 | 0.95861 | 1
ZMB | HIV | 378.39 | 0.7731 | 0.95915 | 1
ZMB | HIV | 378.49 | 0.77409 | 0.95937 | 1
ZMB | HIV | 379.57 | 0.77508 | 0.95943 | 1
ZMB | HIV | 379.78 | 0.77606 | 0.9595 | 1
ZMB | HIV | 380.53 | 0.77705 | 0.95952 | 1
ZMB | HIV | 380.67 | 0.77804 | 0.95952 | 1
ZMB | HIV | 380.68 | 0.77904 | 0.95953 | 1
ZMB | HIV | 380.88 | 0.78003 | 0.95954 | 1
ZMB | HIV | 381.07 | 0.78102 | 0.95973 | 1
ZMB | HIV | 381.16 | 0.78201 | 0.95984 | 1
ZMB | HIV | 382.18 | 0.783 | 0.9599 | 1
ZMB | HIV | 382.22 | 0.784 | 0.96024 | 1
ZMB | HIV | 383.71 | 0.785 | 0.96069 | 1
ZMB | HIV | 384.48 | 0.786 | 0.96069 | 1
ZMB | HIV | 384.66 | 0.787 | 0.96074 | 1
ZMB | HIV | 385.08 | 0.788 | 0.96078 | 1
ZMB | HIV | 385.31 | 0.789 | 0.96149 | 1
ZMB | HIV | 385.42 | 0.79001 | 0.96262 | 1
ZMB | HIV | 385.83 | 0.79101 | 0.96262 | 1
ZMB | HIV | 385.93 | 0.79201 | 0.9628 | 1
ZMB | HIV | 386.74 | 0.79302 | 0.96286 | 1
ZMB | HIV | 386.78 | 0.79403 | 0.96371 | 1
ZMB | HIV | 387.64 | 0.79503 | 0.96372 | 1
ZMB | HIV | 387.73 | 0.79604 | 0.96374 | 1
ZMB | HIV | 388.01 | 0.79705 | 0.96382 | 1
ZMB | HIV | 388.44 | 0.79806 | 0.96384 | 1
ZMB | HIV | 389.07 | 0.79908 | 0.96425 | 1
ZMB | HIV | 389.43 | 0.80009 | 0.96433 | 1
ZMB | HIV | 390.65 | 0.80111 | 0.96437 | 1
ZMB | HIV | 390.89 | 0.80212 | 0.96453 | 1
ZMB | HIV | 391 | 0.80314 | 0.96456 | 1
ZMB | HIV | 391.12 | 0.80416 | 0.96476 | 1
ZMB | HIV | 392.94 | 0.80518 | 0.96561 | 1
ZMB | HIV | 393.89 | 0.8062 | 0.96562 | 1
ZMB | HIV | 393.98 | 0.80723 | 0.96562 | 1
ZMB | HIV | 393.99 | 0.80825 | 0.96579 | 1
ZMB | HIV | 394.18 | 0.80928 | 0.96581 | 1
ZMB | HIV | 394.97 | 0.81031 | 0.96606 | 1
ZMB | HIV | 395.38 | 0.81134 | 0.96607 | 1
ZMB | HIV | 395.66 | 0.81237 | 0.96609 | 1
ZMB | HIV | 395.68 | 0.8134 | 0.9661 | 1
ZMB | HIV | 396.31 | 0.81443 | 0.96617 | 1
ZMB | HIV | 396.87 | 0.81546 | 0.96619 | 1
ZMB | HIV | 397.45 | 0.81649 | 0.96626 | 1
ZMB | HIV | 397.68 | 0.81753 | 0.96636 | 1
ZMB | HIV | 399.11 | 0.81857 | 0.96639 | 1
ZMB | HIV | 399.44 | 0.81961 | 0.96681 | 1
ZMB | HIV | 399.53 | 0.82065 | 0.96709 | 1
ZMB | HIV | 400.08 | 0.82169 | 0.96871 | 1
ZMB | HIV | 400.4 | 0.82273 | 0.96871 | 1
ZMB | HIV | 400.86 | 0.82377 | 0.96886 | 1
ZMB | HIV | 401.02 | 0.82481 | 0.96894 | 1
ZMB | HIV | 401.95 | 0.82586 | 0.9704 | 1
ZMB | HIV | 401.97 | 0.82691 | 0.97041 | 1
ZMB | HIV | 403.32 | 0.82796 | 0.97053 | 1
ZMB | HIV | 404.78 | 0.82901 | 0.97058 | 1
ZMB | HIV | 405.5 | 0.83006 | 0.97061 | 1
ZMB | HIV | 406.28 | 0.83112 | 0.97064 | 1
ZMB | HIV | 406.29 | 0.83218 | 0.97074 | 1
ZMB | HIV | 407.22 | 0.83324 | 0.97075 | 1
ZMB | HIV | 408.98 | 0.8343 | 0.97137 | 1
ZMB | HIV | 409.03 | 0.83537 | 0.97147 | 1
ZMB | HIV | 409.1 | 0.83643 | 0.97149 | 1
ZMB | HIV | 409.34 | 0.8375 | 0.9722 | 1
ZMB | HIV | 410.11 | 0.83856 | 0.9767 | 1
ZMB | HIV | 410.62 | 0.83963 | 0.9767 | 1
ZMB | HIV | 411.99 | 0.8407 | 0.97677 | 1
ZMB | HIV | 414.27 | 0.84178 | 0.97848 | 1
ZMB | HIV | 414.93 | 0.84286 | 0.97858 | 1
ZMB | HIV | 415.29 | 0.84394 | 0.9794 | 1
ZMB | HIV | 415.49 | 0.8461 | 0.98009 | 2
ZMB | HIV | 416.6 | 0.84719 | 0.98012 | 1
ZMB | HIV | 416.76 | 0.84827 | 0.98018 | 1
ZMB | HIV | 417.43 | 0.84936 | 0.98035 | 1
ZMB | HIV | 418.59 | 0.85045 | 0.98036 | 1
ZMB | HIV | 419.89 | 0.85154 | 0.98036 | 1
ZMB | HIV | 420.66 | 0.85263 | 0.98037 | 1
ZMB | HIV | 421.73 | 0.85373 | 0.98041 | 1
ZMB | HIV | 422.24 | 0.85483 | 0.98041 | 1
ZMB | HIV | 423.05 | 0.85593 | 0.98047 | 1
ZMB | HIV | 423.15 | 0.85703 | 0.98055 | 1
ZMB | HIV | 423.74 | 0.85813 | 0.98056 | 1
ZMB | HIV | 426.27 | 0.85924 | 0.98057 | 1
ZMB | HIV | 426.74 | 0.86035 | 0.98058 | 1
ZMB | HIV | 426.76 | 0.86146 | 0.98066 | 1
ZMB | HIV | 427.3 | 0.86258 | 0.98072 | 1
ZMB | HIV | 427.5 | 0.86369 | 0.98074 | 1
ZMB | HIV | 428.6 | 0.8648 | 0.98132 | 1
ZMB | HIV | 428.94 | 0.86592 | 0.98132 | 1
ZMB | HIV | 429.14 | 0.86704 | 0.98178 | 1
ZMB | HIV | 430.35 | 0.86816 | 0.98178 | 1
ZMB | HIV | 430.89 | 0.86928 | 0.98576 | 1
ZMB | HIV | 430.94 | 0.8704 | 0.98598 | 1
ZMB | HIV | 432.38 | 0.87152 | 0.98611 | 1
ZMB | HIV | 433.31 | 0.87265 | 0.98615 | 1
ZMB | HIV | 434.07 | 0.87378 | 0.98616 | 1
ZMB | HIV | 434.16 | 0.87491 | 0.98616 | 1
ZMB | HIV | 434.41 | 0.87604 | 0.98623 | 1
ZMB | HIV | 434.8 | 0.87717 | 0.98629 | 1
ZMB | HIV | 435.25 | 0.8783 | 0.98655 | 1
ZMB | HIV | 436.52 | 0.87944 | 0.98669 | 1
ZMB | HIV | 436.55 | 0.88057 | 0.98672 | 1
ZMB | HIV | 437.16 | 0.88171 | 0.98672 | 1
ZMB | HIV | 438.75 | 0.88285 | 0.98707 | 1
ZMB | HIV | 438.85 | 0.884 | 0.98734 | 1
ZMB | HIV | 439.26 | 0.88514 | 0.98756 | 1
ZMB | HIV | 440.16 | 0.88628 | 0.98763 | 1
ZMB | HIV | 441.16 | 0.88743 | 0.98781 | 1
ZMB | HIV | 441.39 | 0.88858 | 0.98797 | 1
ZMB | HIV | 442.68 | 0.88973 | 0.988 | 1
ZMB | HIV | 443.41 | 0.89089 | 0.988 | 1
ZMB | HIV | 445.04 | 0.89204 | 0.98802 | 1
ZMB | HIV | 446.27 | 0.8932 | 0.98805 | 1
ZMB | HIV | 447.78 | 0.89437 | 0.98805 | 1
ZMB | HIV | 447.86 | 0.89553 | 0.9881 | 1
ZMB | HIV | 448.41 | 0.8967 | 0.98812 | 1
ZMB | HIV | 449.1 | 0.89787 | 0.98822 | 1
ZMB | HIV | 449.23 | 0.89904 | 0.98847 | 1
ZMB | HIV | 449.3 | 0.90021 | 0.9885 | 1
ZMB | HIV | 449.5 | 0.90138 | 0.98851 | 1
ZMB | HIV | 449.63 | 0.90255 | 0.98852 | 1
ZMB | HIV | 451.06 | 0.90372 | 0.98856 | 1
ZMB | HIV | 454.87 | 0.9049 | 0.98856 | 1
ZMB | HIV | 455.42 | 0.90609 | 0.98869 | 1
ZMB | HIV | 460.52 | 0.90729 | 0.98881 | 1
ZMB | HIV | 462.65 | 0.90849 | 0.98882 | 1
ZMB | HIV | 463.49 | 0.9097 | 0.98903 | 1
ZMB | HIV | 464.68 | 0.91091 | 0.98961 | 1
ZMB | HIV | 465.95 | 0.91212 | 0.9897 | 1
ZMB | HIV | 466.27 | 0.91333 | 0.9897 | 1
ZMB | HIV | 467.25 | 0.91455 | 0.98978 | 1
ZMB | HIV | 467.67 | 0.91576 | 0.99006 | 1
ZMB | HIV | 467.81 | 0.91698 | 0.99007 | 1
ZMB | HIV | 469.4 | 0.9182 | 0.99017 | 1
ZMB | HIV | 469.54 | 0.91942 | 0.99035 | 1
ZMB | HIV | 471.45 | 0.92065 | 0.99056 | 1
ZMB | HIV | 476.06 | 0.92189 | 0.99066 | 1
ZMB | HIV | 476.84 | 0.92313 | 0.99068 | 1
ZMB | HIV | 478.44 | 0.92438 | 0.99077 | 1
ZMB | HIV | 479.19 | 0.92562 | 0.99078 | 1
ZMB | HIV | 480.27 | 0.92687 | 0.99078 | 1
ZMB | HIV | 481.22 | 0.92812 | 0.99094 | 1
ZMB | HIV | 481.3 | 0.92938 | 0.99116 | 1
ZMB | HIV | 481.31 | 0.93063 | 0.99118 | 1
ZMB | HIV | 482.48 | 0.93188 | 0.99132 | 1
ZMB | HIV | 489.85 | 0.93316 | 0.99135 | 1
ZMB | HIV | 491.64 | 0.93444 | 0.99156 | 1
ZMB | HIV | 491.89 | 0.93572 | 0.99168 | 1
ZMB | HIV | 492.25 | 0.937 | 0.99168 | 1
ZMB | HIV | 492.55 | 0.93828 | 0.99175 | 1
ZMB | HIV | 493.21 | 0.93956 | 0.99179 | 1
ZMB | HIV | 494.73 | 0.94085 | 0.99191 | 1
ZMB | HIV | 495.79 | 0.94214 | 0.99201 | 1
ZMB | HIV | 496 | 0.94343 | 0.99237 | 1
ZMB | HIV | 499.17 | 0.94473 | 0.9924 | 1
ZMB | HIV | 499.73 | 0.94733 | 0.99363 | 2
ZMB | HIV | 503.72 | 0.94864 | 0.99363 | 1
ZMB | HIV | 506.25 | 0.94996 | 0.99374 | 1
ZMB | HIV | 506.63 | 0.95128 | 0.99377 | 1
ZMB | HIV | 514.31 | 0.95261 | 0.99389 | 1
ZMB | HIV | 514.57 | 0.95395 | 0.99414 | 1
ZMB | HIV | 522.18 | 0.95531 | 0.99435 | 1
ZMB | HIV | 524.51 | 0.95668 | 0.99469 | 1
ZMB | HIV | 524.52 | 0.95804 | 0.99472 | 1
ZMB | HIV | 539.74 | 0.95945 | 0.99474 | 1
ZMB | HIV | 544.39 | 0.96086 | 0.99478 | 1
ZMB | HIV | 545.25 | 0.96228 | 0.99566 | 1
ZMB | HIV | 545.37 | 0.9637 | 0.99604 | 1
ZMB | HIV | 545.78 | 0.96512 | 0.99611 | 1
ZMB | HIV | 550.54 | 0.96655 | 0.9966 | 1
ZMB | HIV | 550.9 | 0.96799 | 0.99662 | 1
ZMB | HIV | 568.58 | 0.96946 | 0.9968 | 1
ZMB | HIV | 570.26 | 0.97095 | 0.9968 | 1
ZMB | HIV | 577.72 | 0.97245 | 0.99682 | 1
ZMB | HIV | 584.91 | 0.97397 | 0.99795 | 1
ZMB | HIV | 587.69 | 0.9755 | 0.99833 | 1
ZMB | HIV | 589.4 | 0.97704 | 0.99833 | 1
ZMB | HIV | 592.78 | 0.97858 | 0.99837 | 1
ZMB | HIV | 593.11 | 0.98012 | 0.99846 | 1
ZMB | HIV | 593.89 | 0.98167 | 0.99848 | 1
ZMB | HIV | 595.38 | 0.98322 | 0.9985 | 1
ZMB | HIV | 603.78 | 0.98479 | 0.9985 | 1
ZMB | HIV | 606.71 | 0.98637 | 0.99851 | 1
ZMB | HIV | 616.52 | 0.98797 | 0.99851 | 1
ZMB | HIV | 617.22 | 0.98958 | 0.99852 | 1
ZMB | HIV | 640.68 | 0.99124 | 0.99996 | 1
ZMB | HIV | 640.83 | 0.99458 | 0.99997 | 2
ZMB | HIV | 649.2 | 0.99627 | 0.99997 | 1
ZMB | HIV | 671.01 | 0.99801 | 0.99999 | 1
ZMB | HIV | 763.86 | 1 | 1 | 1
ALL | TB | 0.0085 | 4.9954e-08 | 0.0010311 | 1
ALL | TB | 0.01 | 3.8112e-06 | 0.084619 | 64
ALL | TB | 0.02 | 1.6035e-05 | 0.18608 | 104
ALL | TB | 0.03 | 1.7798e-05 | 0.18801 | 10
ALL | TB | 0.04 | 1.9679e-05 | 0.18833 | 8
ALL | TB | 0.05 | 2.3205e-05 | 0.18975 | 12
ALL | TB | 0.0584 | 2.3548e-05 | 0.19179 | 1
ALL | TB | 0.06 | 2.7074e-05 | 0.19259 | 10
ALL | TB | 0.07 | 3.6125e-05 | 0.19373 | 22
ALL | TB | 0.0743 | 3.6561e-05 | 0.19858 | 1
ALL | TB | 0.0794 | 3.7028e-05 | 0.19941 | 1
ALL | TB | 0.08 | 4.408e-05 | 0.20153 | 15
ALL | TB | 0.081 | 4.4556e-05 | 0.20212 | 1
ALL | TB | 0.0829 | 4.5043e-05 | 0.20221 | 1
ALL | TB | 0.09 | 5.139e-05 | 0.20642 | 12
ALL | TB | 0.1 | 5.3741e-05 | 0.20651 | 4
ALL | TB | 0.11 | 5.9559e-05 | 0.20693 | 9
ALL | TB | 0.12 | 6.9432e-05 | 0.20856 | 14
ALL | TB | 0.13 | 7.86e-05 | 0.20946 | 12
ALL | TB | 0.14 | 9.341e-05 | 0.21109 | 18
ALL | TB | 0.15 | 0.00010399 | 0.21259 | 12
ALL | TB | 0.16 | 0.00011997 | 0.21391 | 17
ALL | TB | 0.17 | 0.00013696 | 0.21474 | 17
ALL | TB | 0.1756 | 0.00013799 | 0.21478 | 1
ALL | TB | 0.18 | 0.00014963 | 0.21516 | 11
ALL | TB | 0.19 | 0.00017642 | 0.21806 | 24
ALL | TB | 0.2 | 0.000187 | 0.21918 | 9
ALL | TB | 0.21 | 0.00020798 | 0.22026 | 17
ALL | TB | 0.22 | 0.00023126 | 0.22233 | 18
ALL | TB | 0.23 | 0.00025423 | 0.22284 | 17
ALL | TB | 0.24 | 0.00028385 | 0.2236 | 21
ALL | TB | 0.25 | 0.00032058 | 0.22596 | 25
ALL | TB | 0.26 | 0.00034962 | 0.22693 | 19
ALL | TB | 0.27 | 0.00038611 | 0.22872 | 23
ALL | TB | 0.28 | 0.00040915 | 0.22895 | 14
ALL | TB | 0.29 | 0.00042108 | 0.22926 | 7
ALL | TB | 0.3 | 0.00052334 | 0.23025 | 58
ALL | TB | 0.31 | 0.00056342 | 0.23196 | 22
ALL | TB | 0.32 | 0.00058599 | 0.23259 | 12
ALL | TB | 0.33 | 0.00063835 | 0.23316 | 27
ALL | TB | 0.34 | 0.00067831 | 0.23377 | 20
ALL | TB | 0.35 | 0.00075853 | 0.23462 | 39
ALL | TB | 0.36 | 0.0007945 | 0.23499 | 17
ALL | TB | 0.37 | 0.00084668 | 0.23586 | 24
ALL | TB | 0.38 | 0.00097844 | 0.23767 | 59
ALL | TB | 0.39 | 0.0010151 | 0.23837 | 16
ALL | TB | 0.4 | 0.001128 | 0.2395 | 48
ALL | TB | 0.41 | 0.0011545 | 0.24005 | 11
ALL | TB | 0.42 | 0.0012014 | 0.24025 | 19
ALL | TB | 0.43 | 0.0012393 | 0.241 | 15
ALL | TB | 0.44 | 0.0013867 | 0.24172 | 57
ALL | TB | 0.45 | 0.0014766 | 0.24425 | 34
ALL | TB | 0.46 | 0.0015279 | 0.24512 | 19
ALL | TB | 0.47 | 0.0016605 | 0.24577 | 48
ALL | TB | 0.48 | 0.0016887 | 0.24642 | 10
ALL | TB | 0.49 | 0.0017578 | 0.24681 | 24
ALL | TB | 0.5 | 0.001799 | 0.24855 | 14
ALL | TB | 0.51 | 0.0018469 | 0.24961 | 16
ALL | TB | 0.52 | 0.0018867 | 0.2502 | 13
ALL | TB | 0.53 | 0.0019583 | 0.25057 | 23
ALL | TB | 0.54 | 0.0021138 | 0.25235 | 49
ALL | TB | 0.55 | 0.0021978 | 0.25325 | 26
ALL | TB | 0.56 | 0.0022867 | 0.25373 | 27
ALL | TB | 0.57 | 0.002357 | 0.25412 | 21
ALL | TB | 0.58 | 0.0023945 | 0.25466 | 11
ALL | TB | 0.59 | 0.0025159 | 0.25529 | 35
ALL | TB | 0.6 | 0.0025829 | 0.25663 | 19
ALL | TB | 0.61 | 0.0026653 | 0.25741 | 23
ALL | TB | 0.62 | 0.0027382 | 0.25828 | 20
ALL | TB | 0.63 | 0.0028049 | 0.25952 | 18
ALL | TB | 0.64 | 0.0028575 | 0.25999 | 14
ALL | TB | 0.65 | 0.0029607 | 0.26085 | 27
ALL | TB | 0.66 | 0.0030809 | 0.26188 | 31
ALL | TB | 0.67 | 0.0031478 | 0.26233 | 17
ALL | TB | 0.68 | 0.0032517 | 0.26291 | 26
ALL | TB | 0.6832 | 0.0032558 | 0.2632 | 1
ALL | TB | 0.69 | 0.0033369 | 0.26356 | 20
ALL | TB | 0.7 | 0.0033903 | 0.26401 | 13
ALL | TB | 0.7084 | 0.0033945 | 0.26407 | 1
ALL | TB | 0.71 | 0.003478 | 0.26516 | 20
ALL | TB | 0.72 | 0.0035541 | 0.26597 | 18
ALL | TB | 0.73 | 0.0035884 | 0.26614 | 8
ALL | TB | 0.74 | 0.0036972 | 0.26667 | 25
ALL | TB | 0.75 | 0.0037985 | 0.26749 | 23
ALL | TB | 0.7567 | 0.003803 | 0.26753 | 1
ALL | TB | 0.76 | 0.0038923 | 0.26781 | 20
ALL | TB | 0.7669 | 0.0038968 | 0.26782 | 1
ALL | TB | 0.77 | 0.0039556 | 0.26834 | 13
ALL | TB | 0.78 | 0.0041023 | 0.26862 | 32
ALL | TB | 0.79 | 0.0041859 | 0.26944 | 18
ALL | TB | 0.8 | 0.0043646 | 0.27067 | 38
ALL | TB | 0.81 | 0.004455 | 0.27137 | 19
ALL | TB | 0.82 | 0.0045225 | 0.27152 | 14
ALL | TB | 0.83 | 0.004742 | 0.27234 | 45
ALL | TB | 0.84 | 0.0048851 | 0.27306 | 29
ALL | TB | 0.85 | 0.0049601 | 0.2735 | 15
ALL | TB | 0.86 | 0.0050763 | 0.27453 | 23
ALL | TB | 0.87 | 0.0052348 | 0.27502 | 31
ALL | TB | 0.88 | 0.0053382 | 0.27582 | 20
ALL | TB | 0.89 | 0.0054272 | 0.27632 | 17
ALL | TB | 0.9 | 0.0055435 | 0.27734 | 22
ALL | TB | 0.91 | 0.0058697 | 0.27828 | 61
ALL | TB | 0.92 | 0.0059617 | 0.27931 | 17
ALL | TB | 0.93 | 0.0061038 | 0.2797 | 26
ALL | TB | 0.94 | 0.0062308 | 0.2802 | 23
ALL | TB | 0.9415 | 0.0062364 | 0.28038 | 1
ALL | TB | 0.95 | 0.0063536 | 0.2812 | 21
ALL | TB | 0.96 | 0.0064608 | 0.28308 | 19
ALL | TB | 0.97 | 0.0066033 | 0.28375 | 25
ALL | TB | 0.98 | 0.0067876 | 0.28478 | 32
ALL | TB | 0.99 | 0.0069098 | 0.28531 | 21
ALL | TB | 1 | 0.0070097 | 0.2865 | 17
ALL | TB | 1.01 | 0.0071106 | 0.28711 | 17
ALL | TB | 1.02 | 0.0072425 | 0.28799 | 22
ALL | TB | 1.03 | 0.0073696 | 0.2894 | 21
ALL | TB | 1.04 | 0.007498 | 0.28984 | 21
ALL | TB | 1.05 | 0.0075782 | 0.29003 | 13
ALL | TB | 1.06 | 0.0076592 | 0.29029 | 13
ALL | TB | 1.07 | 0.0078289 | 0.29088 | 27
ALL | TB | 1.08 | 0.0079749 | 0.29211 | 23
ALL | TB | 1.09 | 0.0081927 | 0.293 | 34
ALL | TB | 1.1 | 0.0083155 | 0.2933 | 19
ALL | TB | 1.11 | 0.008446 | 0.29422 | 20
ALL | TB | 1.12 | 0.0085447 | 0.29449 | 15
ALL | TB | 1.13 | 0.0087174 | 0.29512 | 26
ALL | TB | 1.14 | 0.0088581 | 0.297 | 21
ALL | TB | 1.15 | 0.0094596 | 0.29828 | 89
ALL | TB | 1.16 | 0.0096028 | 0.29885 | 21
ALL | TB | 1.17 | 0.0097265 | 0.29939 | 18
ALL | TB | 1.18 | 0.0098028 | 0.29979 | 11
ALL | TB | 1.19 | 0.010027 | 0.30014 | 32
ALL | TB | 1.2 | 0.010259 | 0.30065 | 33
ALL | TB | 1.21 | 0.010437 | 0.30177 | 25
ALL | TB | 1.22 | 0.010537 | 0.30206 | 14
ALL | TB | 1.23 | 0.010725 | 0.30326 | 26
ALL | TB | 1.234 | 0.010733 | 0.30328 | 1
ALL | TB | 1.24 | 0.010929 | 0.30457 | 27
ALL | TB | 1.25 | 0.011091 | 0.30524 | 22
ALL | TB | 1.2527 | 0.011098 | 0.30525 | 1
ALL | TB | 1.26 | 0.011239 | 0.30552 | 19
ALL | TB | 1.27 | 0.011359 | 0.30629 | 16
ALL | TB | 1.28 | 0.011419 | 0.3069 | 8
ALL | TB | 1.29 | 0.011517 | 0.30765 | 13
ALL | TB | 1.3 | 0.011693 | 0.3082 | 23
ALL | TB | 1.31 | 0.011893 | 0.30934 | 26
ALL | TB | 1.32 | 0.012041 | 0.3103 | 19
ALL | TB | 1.3267 | 0.012048 | 0.31082 | 1
ALL | TB | 1.33 | 0.012189 | 0.31147 | 18
ALL | TB | 1.34 | 0.012315 | 0.31177 | 16
ALL | TB | 1.35 | 0.012466 | 0.31231 | 19
ALL | TB | 1.36 | 0.012626 | 0.31326 | 20
ALL | TB | 1.37 | 0.012746 | 0.31356 | 15
ALL | TB | 1.38 | 0.012941 | 0.31396 | 24
ALL | TB | 1.3842 | 0.012949 | 0.31396 | 1
ALL | TB | 1.39 | 0.013104 | 0.31449 | 19
ALL | TB | 1.4 | 0.013228 | 0.31493 | 15
ALL | TB | 1.4032 | 0.013236 | 0.31493 | 1
ALL | TB | 1.41 | 0.013385 | 0.31511 | 18
ALL | TB | 1.42 | 0.013552 | 0.31541 | 20
ALL | TB | 1.43 | 0.013653 | 0.3157 | 12
ALL | TB | 1.44 | 0.014008 | 0.31861 | 42
ALL | TB | 1.45 | 0.014162 | 0.31884 | 18
ALL | TB | 1.46 | 0.014308 | 0.31911 | 17
ALL | TB | 1.47 | 0.014558 | 0.31987 | 29
ALL | TB | 1.48 | 0.014645 | 0.32018 | 10
ALL | TB | 1.49 | 0.014803 | 0.32072 | 18
ALL | TB | 1.5 | 0.014953 | 0.32121 | 17
ALL | TB | 1.51 | 0.015237 | 0.32187 | 32
ALL | TB | 1.52 | 0.015433 | 0.32228 | 22
ALL | TB | 1.53 | 0.015496 | 0.3224 | 7
ALL | TB | 1.54 | 0.015659 | 0.32355 | 18
ALL | TB | 1.55 | 0.015996 | 0.32441 | 37
ALL | TB | 1.56 | 0.016079 | 0.3245 | 9
ALL | TB | 1.57 | 0.01618 | 0.32478 | 11
ALL | TB | 1.5713 | 0.016189 | 0.32486 | 1
ALL | TB | 1.58 | 0.01631 | 0.32567 | 13
ALL | TB | 1.59 | 0.016469 | 0.32603 | 17
ALL | TB | 1.6 | 0.016544 | 0.32619 | 8
ALL | TB | 1.61 | 0.016828 | 0.32731 | 30
ALL | TB | 1.62 | 0.016923 | 0.32755 | 10
ALL | TB | 1.63 | 0.017096 | 0.32782 | 18
ALL | TB | 1.64 | 0.01724 | 0.3283 | 15
ALL | TB | 1.65 | 0.017395 | 0.32871 | 16
ALL | TB | 1.66 | 0.017444 | 0.32886 | 5
ALL | TB | 1.67 | 0.017552 | 0.32905 | 11
ALL | TB | 1.68 | 0.01771 | 0.3293 | 16
ALL | TB | 1.69 | 0.017879 | 0.3297 | 17
ALL | TB | 1.7 | 0.018398 | 0.33089 | 52
ALL | TB | 1.71 | 0.018579 | 0.33165 | 18
ALL | TB | 1.72 | 0.018741 | 0.332 | 16
ALL | TB | 1.73 | 0.018944 | 0.33235 | 20
ALL | TB | 1.74 | 0.019159 | 0.33263 | 21
ALL | TB | 1.75 | 0.019488 | 0.33433 | 32
ALL | TB | 1.76 | 0.019602 | 0.33479 | 11
ALL | TB | 1.77 | 0.019758 | 0.33506 | 15
ALL | TB | 1.78 | 0.019852 | 0.33515 | 9
ALL | TB | 1.79 | 0.019926 | 0.33529 | 7
ALL | TB | 1.8 | 0.020031 | 0.3354 | 10
ALL | TB | 1.81 | 0.020266 | 0.33588 | 22
ALL | TB | 1.82 | 0.020362 | 0.33632 | 9
ALL | TB | 1.83 | 0.020577 | 0.33677 | 20
ALL | TB | 1.84 | 0.020717 | 0.33791 | 13
ALL | TB | 1.85 | 0.020794 | 0.33798 | 7
ALL | TB | 1.86 | 0.02099 | 0.33825 | 18
ALL | TB | 1.87 | 0.021177 | 0.33859 | 17
ALL | TB | 1.88 | 0.021343 | 0.33896 | 15
ALL | TB | 1.89 | 0.021532 | 0.34006 | 17
ALL | TB | 1.9 | 0.021655 | 0.34036 | 11
ALL | TB | 1.9026 | 0.021666 | 0.34046 | 1
ALL | TB | 1.91 | 0.021823 | 0.34111 | 14
ALL | TB | 1.92 | 0.021981 | 0.34132 | 14
ALL | TB | 1.93 | 0.022242 | 0.34175 | 23
ALL | TB | 1.94 | 0.022367 | 0.34224 | 11
ALL | TB | 1.95 | 0.022482 | 0.34414 | 10
ALL | TB | 1.96 | 0.022631 | 0.34475 | 13
ALL | TB | 1.97 | 0.022886 | 0.3451 | 22
ALL | TB | 1.98 | 0.023037 | 0.34534 | 13
ALL | TB | 1.99 | 0.023096 | 0.34549 | 5
ALL | TB | 2 | 0.023307 | 0.34589 | 18
ALL | TB | 2.01 | 0.023508 | 0.34613 | 17
ALL | TB | 2.02 | 0.023651 | 0.34645 | 12
ALL | TB | 2.03 | 0.023949 | 0.34722 | 25
ALL | TB | 2.04 | 0.024057 | 0.34733 | 9
ALL | TB | 2.05 | 0.024177 | 0.34909 | 10
ALL | TB | 2.06 | 0.024238 | 0.34914 | 5
ALL | TB | 2.07 | 0.024384 | 0.34948 | 12
ALL | TB | 2.08 | 0.024579 | 0.34979 | 16
ALL | TB | 2.09 | 0.024764 | 0.35008 | 15
ALL | TB | 2.1 | 0.024936 | 0.35037 | 14
ALL | TB | 2.11 | 0.025011 | 0.35055 | 6
ALL | TB | 2.12 | 0.025148 | 0.351 | 11
ALL | TB | 2.13 | 0.025373 | 0.35116 | 18
ALL | TB | 2.14 | 0.025486 | 0.35127 | 9
ALL | TB | 2.15 | 0.02579 | 0.3519 | 24
ALL | TB | 2.16 | 0.025929 | 0.35229 | 11
ALL | TB | 2.1621 | 0.025942 | 0.35277 | 1
ALL | TB | 2.17 | 0.026044 | 0.35292 | 8
ALL | TB | 2.18 | 0.026223 | 0.35308 | 14
ALL | TB | 2.19 | 0.026519 | 0.35344 | 23
ALL | TB | 2.2 | 0.0267 | 0.35372 | 14
ALL | TB | 2.21 | 0.026895 | 0.354 | 15
ALL | TB | 2.22 | 0.02713 | 0.35436 | 18
ALL | TB | 2.23 | 0.027445 | 0.3548 | 24
ALL | TB | 2.24 | 0.027853 | 0.3554 | 31
ALL | TB | 2.25 | 0.027958 | 0.35549 | 8
ALL | TB | 2.26 | 0.028211 | 0.35601 | 19
ALL | TB | 2.27 | 0.028358 | 0.35609 | 11
ALL | TB | 2.28 | 0.028425 | 0.35629 | 5
ALL | TB | 2.29 | 0.0286 | 0.35793 | 13
ALL | TB | 2.3 | 0.028789 | 0.3581 | 14
ALL | TB | 2.31 | 0.02887 | 0.3582 | 6
ALL | TB | 2.32 | 0.029007 | 0.35844 | 10
ALL | TB | 2.33 | 0.029171 | 0.35877 | 12
ALL | TB | 2.34 | 0.029432 | 0.35931 | 19
ALL | TB | 2.35 | 0.029529 | 0.36044 | 7
ALL | TB | 2.36 | 0.029626 | 0.36083 | 7
ALL | TB | 2.37 | 0.029807 | 0.36113 | 13
ALL | TB | 2.38 | 0.030031 | 0.36215 | 16
ALL | TB | 2.39 | 0.030115 | 0.36233 | 6
ALL | TB | 2.3962 | 0.030129 | 0.36271 | 1
ALL | TB | 2.4 | 0.030242 | 0.36279 | 8
ALL | TB | 2.41 | 0.030384 | 0.36288 | 10
ALL | TB | 2.4105 | 0.030398 | 0.36299 | 1
ALL | TB | 2.42 | 0.030995 | 0.36338 | 42
ALL | TB | 2.43 | 0.031095 | 0.36347 | 7
ALL | TB | 2.44 | 0.031712 | 0.36398 | 43
ALL | TB | 2.45 | 0.031841 | 0.36433 | 9
ALL | TB | 2.46 | 0.031971 | 0.36453 | 9
ALL | TB | 2.47 | 0.032146 | 0.36484 | 12
ALL | TB | 2.48 | 0.032248 | 0.36493 | 7
ALL | TB | 2.49 | 0.032423 | 0.36519 | 12
ALL | TB | 2.4972 | 0.032438 | 0.36541 | 1
ALL | TB | 2.5 | 0.032482 | 0.36542 | 3
ALL | TB | 2.51 | 0.032644 | 0.36564 | 11
ALL | TB | 2.52 | 0.032748 | 0.36576 | 7
ALL | TB | 2.5252 | 0.032763 | 0.36582 | 1
ALL | TB | 2.53 | 0.032911 | 0.36594 | 10
ALL | TB | 2.54 | 0.033001 | 0.36616 | 6
ALL | TB | 2.55 | 0.033166 | 0.36632 | 11
ALL | TB | 2.56 | 0.033331 | 0.36787 | 11
ALL | TB | 2.561 | 0.033346 | 0.36832 | 1
ALL | TB | 2.57 | 0.033437 | 0.36839 | 6
ALL | TB | 2.58 | 0.033619 | 0.36851 | 12
ALL | TB | 2.59 | 0.033817 | 0.36877 | 13
ALL | TB | 2.6 | 0.033924 | 0.36888 | 7
ALL | TB | 2.61 | 0.034062 | 0.3693 | 9
ALL | TB | 2.62 | 0.034247 | 0.36948 | 12
ALL | TB | 2.63 | 0.034803 | 0.37031 | 36
ALL | TB | 2.64 | 0.034912 | 0.3707 | 7
ALL | TB | 2.65 | 0.035161 | 0.3714 | 16
ALL | TB | 2.66 | 0.03527 | 0.37159 | 7
ALL | TB | 2.67 | 0.035427 | 0.37173 | 10
ALL | TB | 2.68 | 0.035537 | 0.3725 | 7
ALL | TB | 2.69 | 0.035759 | 0.37262 | 14
ALL | TB | 2.7 | 0.035981 | 0.37308 | 14
ALL | TB | 2.71 | 0.036076 | 0.37317 | 6
ALL | TB | 2.72 | 0.036188 | 0.37329 | 7
ALL | TB | 2.73 | 0.036236 | 0.37333 | 3
ALL | TB | 2.7315 | 0.036252 | 0.37386 | 1
ALL | TB | 2.74 | 0.036365 | 0.37395 | 7
ALL | TB | 2.75 | 0.036511 | 0.37414 | 9
ALL | TB | 2.76 | 0.036705 | 0.37473 | 12
ALL | TB | 2.77 | 0.036836 | 0.37496 | 8
ALL | TB | 2.78 | 0.037048 | 0.37519 | 13
ALL | TB | 2.79 | 0.037228 | 0.37531 | 11
ALL | TB | 2.8 | 0.037343 | 0.37548 | 7
ALL | TB | 2.81 | 0.037443 | 0.37555 | 6
ALL | TB | 2.82 | 0.037625 | 0.37581 | 11
ALL | TB | 2.83 | 0.037924 | 0.37668 | 18
ALL | TB | 2.84 | 0.038074 | 0.3768 | 9
ALL | TB | 2.85 | 0.038208 | 0.37716 | 8
ALL | TB | 2.86 | 0.038444 | 0.37798 | 14
ALL | TB | 2.87 | 0.038528 | 0.37802 | 5
ALL | TB | 2.88 | 0.038697 | 0.37822 | 10
ALL | TB | 2.89 | 0.039003 | 0.37873 | 18
ALL | TB | 2.9 | 0.039122 | 0.37886 | 7
ALL | TB | 2.91 | 0.039276 | 0.38009 | 9
ALL | TB | 2.92 | 0.039465 | 0.38079 | 11
ALL | TB | 2.93 | 0.040085 | 0.38161 | 36
ALL | TB | 2.94 | 0.040206 | 0.38217 | 7
ALL | TB | 2.95 | 0.040362 | 0.3824 | 9
ALL | TB | 2.96 | 0.040501 | 0.38252 | 8
ALL | TB | 2.97 | 0.040658 | 0.38375 | 9
ALL | TB | 2.98 | 0.040886 | 0.38393 | 13
ALL | TB | 2.99 | 0.041114 | 0.38415 | 13
ALL | TB | 3 | 0.041343 | 0.38432 | 13
ALL | TB | 3.01 | 0.041397 | 0.38452 | 3
ALL | TB | 3.02 | 0.041627 | 0.38469 | 13
ALL | TB | 3.03 | 0.041734 | 0.38483 | 6
ALL | TB | 3.04 | 0.041895 | 0.3857 | 9
ALL | TB | 3.05 | 0.042164 | 0.3859 | 15
ALL | TB | 3.0556 | 0.042182 | 0.38606 | 1
ALL | TB | 3.06 | 0.043656 | 0.38738 | 82
ALL | TB | 3.07 | 0.043801 | 0.38758 | 8
ALL | TB | 3.08 | 0.043945 | 0.38999 | 8
ALL | TB | 3.09 | 0.044163 | 0.39011 | 12
ALL | TB | 3.1 | 0.044291 | 0.39017 | 7
ALL | TB | 3.11 | 0.044401 | 0.39023 | 6
ALL | TB | 3.12 | 0.044492 | 0.39029 | 5
ALL | TB | 3.13 | 0.044639 | 0.39047 | 8
ALL | TB | 3.14 | 0.044824 | 0.39152 | 10
ALL | TB | 3.1481 | 0.044842 | 0.39157 | 1
ALL | TB | 3.15 | 0.045028 | 0.39218 | 10
ALL | TB | 3.16 | 0.045176 | 0.39226 | 8
ALL | TB | 3.17 | 0.0454 | 0.39239 | 12
ALL | TB | 3.18 | 0.045661 | 0.39302 | 14
ALL | TB | 3.19 | 0.045793 | 0.39312 | 7
ALL | TB | 3.2 | 0.045962 | 0.39321 | 9
ALL | TB | 3.21 | 0.046547 | 0.39388 | 31
ALL | TB | 3.22 | 0.046679 | 0.39398 | 7
ALL | TB | 3.23 | 0.046755 | 0.39405 | 4
ALL | TB | 3.24 | 0.046907 | 0.39573 | 8
ALL | TB | 3.25 | 0.047022 | 0.3958 | 6
ALL | TB | 3.26 | 0.047252 | 0.39591 | 12
ALL | TB | 3.27 | 0.04731 | 0.39604 | 3
ALL | TB | 3.28 | 0.047483 | 0.39615 | 9
ALL | TB | 3.29 | 0.047638 | 0.39623 | 8
ALL | TB | 3.3 | 0.047754 | 0.39635 | 6
ALL | TB | 3.31 | 0.048046 | 0.39683 | 15
ALL | TB | 3.32 | 0.048221 | 0.39711 | 9
ALL | TB | 3.33 | 0.048261 | 0.39787 | 2
ALL | TB | 3.34 | 0.048496 | 0.39876 | 12
ALL | TB | 3.35 | 0.048654 | 0.39886 | 8
ALL | TB | 3.36 | 0.048733 | 0.39891 | 4
ALL | TB | 3.37 | 0.048752 | 0.39893 | 1
ALL | TB | 3.38 | 0.04913 | 0.39922 | 19
ALL | TB | 3.39 | 0.049309 | 0.39936 | 9
ALL | TB | 3.4 | 0.049549 | 0.39964 | 12
ALL | TB | 3.41 | 0.05019 | 0.40014 | 32
ALL | TB | 3.4121 | 0.05021 | 0.40024 | 1
ALL | TB | 3.42 | 0.050331 | 0.40053 | 6
ALL | TB | 3.43 | 0.050573 | 0.40077 | 12
ALL | TB | 3.44 | 0.050734 | 0.40097 | 8
ALL | TB | 3.45 | 0.050795 | 0.40101 | 3
ALL | TB | 3.46 | 0.051039 | 0.40119 | 12
ALL | TB | 3.4683 | 0.05106 | 0.40129 | 1
ALL | TB | 3.47 | 0.051366 | 0.40159 | 15
ALL | TB | 3.48 | 0.051591 | 0.40194 | 11
ALL | TB | 3.49 | 0.051714 | 0.40211 | 6
ALL | TB | 3.5 | 0.051878 | 0.40237 | 8
ALL | TB | 3.51 | 0.051981 | 0.40247 | 5
ALL | TB | 3.52 | 0.052105 | 0.40251 | 6
ALL | TB | 3.53 | 0.052271 | 0.40306 | 8
ALL | TB | 3.54 | 0.052355 | 0.40312 | 4
ALL | TB | 3.55 | 0.052522 | 0.40384 | 8
ALL | TB | 3.56 | 0.052689 | 0.40397 | 8
ALL | TB | 3.57 | 0.05292 | 0.40413 | 11
ALL | TB | 3.58 | 0.053193 | 0.40434 | 13
ALL | TB | 3.59 | 0.053362 | 0.40448 | 8
ALL | TB | 3.6 | 0.05351 | 0.40989 | 7
ALL | TB | 3.61 | 0.053616 | 0.4099 | 5
ALL | TB | 3.62 | 0.053786 | 0.40995 | 8
ALL | TB | 3.63 | 0.053936 | 0.41007 | 7
ALL | TB | 3.64 | 0.054 | 0.41116 | 3
ALL | TB | 3.65 | 0.054129 | 0.4116 | 6
ALL | TB | 3.66 | 0.054301 | 0.4117 | 8
ALL | TB | 3.67 | 0.054387 | 0.41175 | 4
ALL | TB | 3.68 | 0.05456 | 0.41182 | 8
ALL | TB | 3.69 | 0.054733 | 0.41213 | 8
ALL | TB | 3.7 | 0.054929 | 0.41238 | 9
ALL | TB | 3.702 | 0.054951 | 0.41241 | 1
ALL | TB | 3.71 | 0.05506 | 0.4125 | 5
ALL | TB | 3.72 | 0.055125 | 0.41253 | 3
ALL | TB | 3.73 | 0.055345 | 0.41309 | 10
ALL | TB | 3.74 | 0.055564 | 0.41383 | 10
ALL | TB | 3.75 | 0.055719 | 0.41403 | 7
ALL | TB | 3.76 | 0.05594 | 0.41425 | 10
ALL | TB | 3.77 | 0.056095 | 0.41446 | 7
ALL | TB | 3.78 | 0.056228 | 0.41453 | 6
ALL | TB | 3.79 | 0.056384 | 0.4146 | 7
ALL | TB | 3.8 | 0.056607 | 0.41486 | 10
ALL | TB | 3.81 | 0.056831 | 0.415 | 10
ALL | TB | 3.82 | 0.056943 | 0.41506 | 5
ALL | TB | 3.83 | 0.057101 | 0.41521 | 7
ALL | TB | 3.84 | 0.057304 | 0.41532 | 9
ALL | TB | 3.85 | 0.057327 | 0.41536 | 1
ALL | TB | 3.86 | 0.057508 | 0.41542 | 8
ALL | TB | 3.87 | 0.057576 | 0.41548 | 3
ALL | TB | 3.88 | 0.057873 | 0.41605 | 13
ALL | TB | 3.89 | 0.05801 | 0.41613 | 6
ALL | TB | 3.9 | 0.058125 | 0.41619 | 5
ALL | TB | 3.91 | 0.058194 | 0.41632 | 3
ALL | TB | 3.92 | 0.058447 | 0.41647 | 11
ALL | TB | 3.93 | 0.058609 | 0.41657 | 7
ALL | TB | 3.94 | 0.058887 | 0.41706 | 12
ALL | TB | 3.95 | 0.059072 | 0.41714 | 8
ALL | TB | 3.96 | 0.059189 | 0.41719 | 5
ALL | TB | 3.97 | 0.059399 | 0.4173 | 9
ALL | TB | 3.98 | 0.059492 | 0.41753 | 4
ALL | TB | 3.99 | 0.059633 | 0.41769 | 6
ALL | TB | 4 | 0.059774 | 0.41784 | 6
ALL | TB | 4.01 | 0.059821 | 0.4179 | 2
ALL | TB | 4.02 | 0.059986 | 0.41799 | 7
ALL | TB | 4.03 | 0.060105 | 0.41806 | 5
ALL | TB | 4.0343 | 0.060129 | 0.41825 | 1
ALL | TB | 4.04 | 0.060437 | 0.4185 | 13
ALL | TB | 4.05 | 0.060604 | 0.41858 | 7
ALL | TB | 4.06 | 0.060771 | 0.41867 | 7
ALL | TB | 4.07 | 0.061106 | 0.41884 | 14
ALL | TB | 4.08 | 0.061298 | 0.419 | 8
ALL | TB | 4.09 | 0.061346 | 0.41964 | 2
ALL | TB | 4.1 | 0.061514 | 0.41969 | 7
ALL | TB | 4.11 | 0.061587 | 0.41972 | 3
ALL | TB | 4.13 | 0.061732 | 0.41978 | 6
ALL | TB | 4.14 | 0.06183 | 0.41983 | 4
ALL | TB | 4.15 | 0.061854 | 0.42016 | 1
ALL | TB | 4.16 | 0.062001 | 0.42065 | 6
ALL | TB | 4.17 | 0.062221 | 0.42124 | 9
ALL | TB | 4.18 | 0.06232 | 0.42148 | 4
ALL | TB | 4.19 | 0.062541 | 0.42357 | 9
ALL | TB | 4.2 | 0.06264 | 0.42362 | 4
ALL | TB | 4.21 | 0.062838 | 0.42371 | 8
ALL | TB | 4.22 | 0.062987 | 0.42426 | 6
ALL | TB | 4.23 | 0.063086 | 0.42432 | 4
ALL | TB | 4.24 | 0.063161 | 0.42437 | 3
ALL | TB | 4.25 | 0.063336 | 0.4246 | 7
ALL | TB | 4.2514 | 0.063361 | 0.42468 | 1
ALL | TB | 4.26 | 0.063611 | 0.42478 | 10
ALL | TB | 4.27 | 0.063812 | 0.425 | 8
ALL | TB | 4.28 | 0.063912 | 0.42694 | 4
ALL | TB | 4.29 | 0.063938 | 0.42694 | 1
ALL | TB | 4.3 | 0.064089 | 0.42784 | 6
ALL | TB | 4.31 | 0.064191 | 0.42789 | 4
ALL | TB | 4.32 | 0.064343 | 0.42794 | 6
ALL | TB | 4.33 | 0.064445 | 0.42806 | 4
ALL | TB | 4.34 | 0.064572 | 0.42811 | 5
ALL | TB | 4.35 | 0.064623 | 0.42812 | 2
ALL | TB | 4.36 | 0.064854 | 0.42841 | 9
ALL | TB | 4.37 | 0.064931 | 0.42881 | 3
ALL | TB | 4.38 | 0.065034 | 0.42885 | 4
ALL | TB | 4.39 | 0.06524 | 0.42893 | 8
ALL | TB | 4.4 | 0.065292 | 0.42912 | 2
ALL | TB | 4.41 | 0.065525 | 0.42926 | 9
ALL | TB | 4.42 | 0.065759 | 0.42946 | 9
ALL | TB | 4.43 | 0.065811 | 0.4295 | 2
ALL | TB | 4.44 | 0.065837 | 0.4295 | 1
ALL | TB | 4.45 | 0.065916 | 0.42957 | 3
ALL | TB | 4.46 | 0.066047 | 0.42961 | 5
ALL | TB | 4.47 | 0.066073 | 0.42971 | 1
ALL | TB | 4.48 | 0.066257 | 0.4299 | 7
ALL | TB | 4.49 | 0.066336 | 0.42999 | 3
ALL | TB | 4.497 | 0.066363 | 0.43 | 1
ALL | TB | 4.5 | 0.066469 | 0.4301 | 4
ALL | TB | 4.51 | 0.066654 | 0.43017 | 7
ALL | TB | 4.52 | 0.066787 | 0.4303 | 5
ALL | TB | 4.5222 | 0.066814 | 0.43052 | 1
ALL | TB | 4.5286 | 0.06684 | 0.43054 | 1
ALL | TB | 4.53 | 0.06716 | 0.43078 | 12
ALL | TB | 4.54 | 0.06732 | 0.43085 | 6
ALL | TB | 4.55 | 0.06748 | 0.43099 | 6
ALL | TB | 4.56 | 0.067668 | 0.43104 | 7
ALL | TB | 4.57 | 0.067936 | 0.43113 | 10
ALL | TB | 4.58 | 0.068098 | 0.43141 | 6
ALL | TB | 4.59 | 0.068179 | 0.43145 | 3
ALL | TB | 4.6 | 0.068287 | 0.43154 | 4
ALL | TB | 4.61 | 0.068395 | 0.43158 | 4
ALL | TB | 4.62 | 0.068558 | 0.43165 | 6
ALL | TB | 4.63 | 0.06883 | 0.43235 | 10
ALL | TB | 4.64 | 0.069021 | 0.43263 | 7
ALL | TB | 4.65 | 0.069076 | 0.43266 | 2
ALL | TB | 4.66 | 0.069158 | 0.43269 | 3
ALL | TB | 4.67 | 0.069295 | 0.43276 | 5
ALL | TB | 4.68 | 0.06946 | 0.43282 | 6
ALL | TB | 4.7 | 0.069709 | 0.43295 | 9
ALL | TB | 4.71 | 0.069764 | 0.43296 | 2
ALL | TB | 4.72 | 0.069875 | 0.43315 | 4
ALL | TB | 4.73 | 0.070098 | 0.4353 | 8
ALL | TB | 4.74 | 0.070153 | 0.43541 | 2
ALL | TB | 4.7467 | 0.070181 | 0.43569 | 1
ALL | TB | 4.75 | 0.070265 | 0.43571 | 3
ALL | TB | 4.7516 | 0.070293 | 0.43571 | 1
ALL | TB | 4.76 | 0.070461 | 0.43587 | 6
ALL | TB | 4.7641 | 0.070489 | 0.43627 | 1
ALL | TB | 4.77 | 0.070573 | 0.43656 | 3
ALL | TB | 4.78 | 0.070713 | 0.43659 | 5
ALL | TB | 4.79 | 0.070938 | 0.43714 | 8
ALL | TB | 4.8 | 0.071051 | 0.43719 | 4
ALL | TB | 4.81 | 0.071164 | 0.43724 | 4
ALL | TB | 4.82 | 0.071193 | 0.43726 | 1
ALL | TB | 4.83 | 0.071249 | 0.4375 | 2
ALL | TB | 4.84 | 0.071306 | 0.43753 | 2
ALL | TB | 4.85 | 0.071335 | 0.43753 | 1
ALL | TB | 4.86 | 0.071478 | 0.43758 | 5
ALL | TB | 4.87 | 0.071592 | 0.4376 | 4
ALL | TB | 4.88 | 0.071707 | 0.43764 | 4
ALL | TB | 4.89 | 0.071851 | 0.43769 | 5
ALL | TB | 4.9 | 0.071937 | 0.43775 | 3
ALL | TB | 4.91 | 0.072052 | 0.43789 | 4
ALL | TB | 4.92 | 0.072139 | 0.43792 | 3
ALL | TB | 4.93 | 0.072255 | 0.43799 | 4
ALL | TB | 4.94 | 0.072313 | 0.43802 | 2
ALL | TB | 4.95 | 0.072488 | 0.43814 | 6
ALL | TB | 4.96 | 0.07275 | 0.43882 | 9
ALL | TB | 4.9626 | 0.072779 | 0.43892 | 1
ALL | TB | 4.98 | 0.072867 | 0.43894 | 3
ALL | TB | 4.99 | 0.073014 | 0.43945 | 5
ALL | TB | 5 | 0.073219 | 0.43955 | 7
ALL | TB | 5.01 | 0.073396 | 0.43961 | 6
ALL | TB | 5.02 | 0.073455 | 0.43963 | 2
ALL | TB | 5.0239 | 0.073484 | 0.43966 | 1
ALL | TB | 5.03 | 0.073603 | 0.43973 | 4
ALL | TB | 5.04 | 0.073662 | 0.43974 | 2
ALL | TB | 5.0423 | 0.073692 | 0.43989 | 1
ALL | TB | 5.05 | 0.07381 | 0.43992 | 4
ALL | TB | 5.06 | 0.073989 | 0.44035 | 6
ALL | TB | 5.07 | 0.074227 | 0.44041 | 8
ALL | TB | 5.08 | 0.074466 | 0.44061 | 8
ALL | TB | 5.09 | 0.074586 | 0.44065 | 4
ALL | TB | 5.1 | 0.074975 | 0.44093 | 13
ALL | TB | 5.11 | 0.075065 | 0.44104 | 3
ALL | TB | 5.12 | 0.075156 | 0.44115 | 3
ALL | TB | 5.13 | 0.075336 | 0.44126 | 6
ALL | TB | 5.14 | 0.075669 | 0.4414 | 11
ALL | TB | 5.15 | 0.076002 | 0.44151 | 11
ALL | TB | 5.16 | 0.076093 | 0.44164 | 3
ALL | TB | 5.17 | 0.076305 | 0.44173 | 7
ALL | TB | 5.18 | 0.076579 | 0.44181 | 9
ALL | TB | 5.19 | 0.076823 | 0.44201 | 8
ALL | TB | 5.2 | 0.077007 | 0.44447 | 6
ALL | TB | 5.21 | 0.077129 | 0.44452 | 4
ALL | TB | 5.22 | 0.077375 | 0.4446 | 8
ALL | TB | 5.23 | 0.07759 | 0.44466 | 7
ALL | TB | 5.24 | 0.077744 | 0.44482 | 5
ALL | TB | 5.25 | 0.077898 | 0.44487 | 5
ALL | TB | 5.26 | 0.078052 | 0.44493 | 5
ALL | TB | 5.27 | 0.078176 | 0.44515 | 4
ALL | TB | 5.28 | 0.078673 | 0.44535 | 16
ALL | TB | 5.29 | 0.078828 | 0.44542 | 5
ALL | TB | 5.3 | 0.078891 | 0.44544 | 2
ALL | TB | 5.31 | 0.079234 | 0.4456 | 11
ALL | TB | 5.32 | 0.079359 | 0.44574 | 4
ALL | TB | 5.33 | 0.079578 | 0.44583 | 7
ALL | TB | 5.34 | 0.079829 | 0.44595 | 8
ALL | TB | 5.3486 | 0.079861 | 0.44607 | 1
ALL | TB | 5.35 | 0.080018 | 0.44613 | 5
ALL | TB | 5.36 | 0.080175 | 0.44638 | 5
ALL | TB | 5.37 | 0.08027 | 0.44666 | 3
ALL | TB | 5.38 | 0.080428 | 0.44671 | 5
ALL | TB | 5.39 | 0.080777 | 0.44689 | 11
ALL | TB | 5.4 | 0.08103 | 0.44698 | 8
ALL | TB | 5.41 | 0.081253 | 0.44711 | 7
ALL | TB | 5.42 | 0.081699 | 0.44731 | 14
ALL | TB | 5.43 | 0.081795 | 0.44735 | 3
ALL | TB | 5.44 | 0.08205 | 0.44754 | 8
ALL | TB | 5.45 | 0.082179 | 0.44759 | 4
ALL | TB | 5.4521 | 0.082211 | 0.4476 | 1
ALL | TB | 5.46 | 0.082564 | 0.44801 | 11
ALL | TB | 5.47 | 0.082756 | 0.44832 | 6
ALL | TB | 5.48 | 0.08295 | 0.44848 | 6
ALL | TB | 5.49 | 0.083337 | 0.44933 | 12
ALL | TB | 5.5 | 0.083434 | 0.44935 | 3
ALL | TB | 5.51 | 0.083531 | 0.44939 | 3
ALL | TB | 5.52 | 0.083628 | 0.44992 | 3
ALL | TB | 5.53 | 0.083758 | 0.44998 | 4
ALL | TB | 5.54 | 0.083954 | 0.45006 | 6
ALL | TB | 5.55 | 0.084084 | 0.45012 | 4
ALL | TB | 5.56 | 0.084215 | 0.45019 | 4
ALL | TB | 5.57 | 0.084444 | 0.45031 | 7
ALL | TB | 5.58 | 0.084608 | 0.45035 | 5
ALL | TB | 5.59 | 0.084871 | 0.45066 | 8
ALL | TB | 5.6 | 0.085068 | 0.45074 | 6
ALL | TB | 5.61 | 0.0852 | 0.45077 | 4
ALL | TB | 5.62 | 0.08553 | 0.45095 | 10
ALL | TB | 5.63 | 0.085663 | 0.45219 | 4
ALL | TB | 5.64 | 0.085795 | 0.45236 | 4
ALL | TB | 5.65 | 0.085862 | 0.45239 | 2
ALL | TB | 5.66 | 0.086028 | 0.45243 | 5
ALL | TB | 5.67 | 0.086328 | 0.45283 | 9
ALL | TB | 5.68 | 0.086395 | 0.45285 | 2
ALL | TB | 5.69 | 0.086528 | 0.45289 | 4
ALL | TB | 5.7 | 0.086796 | 0.45298 | 8
ALL | TB | 5.71 | 0.086931 | 0.45303 | 4
ALL | TB | 5.72 | 0.087132 | 0.45341 | 6
ALL | TB | 5.73 | 0.087267 | 0.45355 | 4
ALL | TB | 5.74 | 0.087469 | 0.45363 | 6
ALL | TB | 5.75 | 0.087537 | 0.45365 | 2
ALL | TB | 5.76 | 0.087605 | 0.45419 | 2
ALL | TB | 5.77 | 0.08791 | 0.45428 | 9
ALL | TB | 5.78 | 0.088012 | 0.45584 | 3
ALL | TB | 5.79 | 0.08808 | 0.45588 | 2
ALL | TB | 5.8 | 0.088216 | 0.45617 | 4
ALL | TB | 5.81 | 0.088284 | 0.45618 | 2
ALL | TB | 5.82 | 0.088524 | 0.45635 | 7
ALL | TB | 5.83 | 0.088764 | 0.45645 | 7
ALL | TB | 5.84 | 0.08897 | 0.45664 | 6
ALL | TB | 5.849 | 0.089004 | 0.45697 | 1
ALL | TB | 5.85 | 0.089176 | 0.4572 | 5
ALL | TB | 5.86 | 0.089348 | 0.4573 | 5
ALL | TB | 5.861 | 0.089383 | 0.4582 | 1
ALL | TB | 5.87 | 0.089521 | 0.45963 | 4
ALL | TB | 5.88 | 0.08959 | 0.45978 | 2
ALL | TB | 5.89 | 0.089694 | 0.45982 | 3
ALL | TB | 5.9 | 0.089832 | 0.45986 | 4
ALL | TB | 5.91 | 0.090075 | 0.46 | 7
ALL | TB | 5.92 | 0.090145 | 0.46001 | 2
ALL | TB | 5.93 | 0.090249 | 0.46029 | 3
ALL | TB | 5.94 | 0.090389 | 0.46051 | 4
ALL | TB | 5.95 | 0.090599 | 0.46058 | 6
ALL | TB | 5.96 | 0.090739 | 0.46094 | 4
ALL | TB | 5.97 | 0.090844 | 0.46095 | 3
ALL | TB | 5.98 | 0.09095 | 0.461 | 3
ALL | TB | 5.99 | 0.090985 | 0.46101 | 1
ALL | TB | 6 | 0.091267 | 0.462 | 8
ALL | TB | 6.01 | 0.091514 | 0.46211 | 7
ALL | TB | 6.02 | 0.091797 | 0.46229 | 8
ALL | TB | 6.03 | 0.092187 | 0.46255 | 11
ALL | TB | 6.04 | 0.092223 | 0.46258 | 1
ALL | TB | 6.05 | 0.092614 | 0.46268 | 11
ALL | TB | 6.06 | 0.092756 | 0.46272 | 4
ALL | TB | 6.07 | 0.092792 | 0.46276 | 1
ALL | TB | 6.08 | 0.092863 | 0.46279 | 2
ALL | TB | 6.09 | 0.092971 | 0.46285 | 3
ALL | TB | 6.1 | 0.093078 | 0.46287 | 3
ALL | TB | 6.11 | 0.093222 | 0.46294 | 4
ALL | TB | 6.12 | 0.093438 | 0.46378 | 6
ALL | TB | 6.13 | 0.093582 | 0.46409 | 4
ALL | TB | 6.14 | 0.093654 | 0.4641 | 2
ALL | TB | 6.16 | 0.093871 | 0.46418 | 6
ALL | TB | 6.17 | 0.094052 | 0.46451 | 5
ALL | TB | 6.18 | 0.094198 | 0.46455 | 4
ALL | TB | 6.19 | 0.094307 | 0.46488 | 3
ALL | TB | 6.2 | 0.094416 | 0.46493 | 3
ALL | TB | 6.21 | 0.094489 | 0.46497 | 2
ALL | TB | 6.22 | 0.094745 | 0.4651 | 7
ALL | TB | 6.23 | 0.094855 | 0.46516 | 3
ALL | TB | 6.25 | 0.094928 | 0.46524 | 2
ALL | TB | 6.26 | 0.095075 | 0.4655 | 4
ALL | TB | 6.27 | 0.095186 | 0.46558 | 3
ALL | TB | 6.28 | 0.095334 | 0.46577 | 4
ALL | TB | 6.29 | 0.095445 | 0.4658 | 3
ALL | TB | 6.3 | 0.095593 | 0.46586 | 4
ALL | TB | 6.3061 | 0.09563 | 0.4659 | 1
ALL | TB | 6.32 | 0.095667 | 0.4659 | 1
ALL | TB | 6.33 | 0.095778 | 0.4663 | 3
ALL | TB | 6.34 | 0.09589 | 0.46635 | 3
ALL | TB | 6.35 | 0.096002 | 0.4666 | 3
ALL | TB | 6.37 | 0.096339 | 0.46679 | 9
ALL | TB | 6.38 | 0.096489 | 0.46682 | 4
ALL | TB | 6.39 | 0.096602 | 0.46698 | 3
ALL | TB | 6.4 | 0.096639 | 0.46699 | 1
ALL | TB | 6.41 | 0.09679 | 0.46786 | 4
ALL | TB | 6.42 | 0.096865 | 0.46788 | 2
ALL | TB | 6.43 | 0.097092 | 0.46793 | 6
ALL | TB | 6.44 | 0.097168 | 0.46794 | 2
ALL | TB | 6.45 | 0.097357 | 0.46798 | 5
ALL | TB | 6.46 | 0.097471 | 0.46804 | 3
ALL | TB | 6.47 | 0.097585 | 0.46876 | 3
ALL | TB | 6.48 | 0.097623 | 0.46905 | 1
ALL | TB | 6.49 | 0.097776 | 0.4691 | 4
ALL | TB | 6.5 | 0.097852 | 0.46912 | 2
ALL | TB | 6.51 | 0.097891 | 0.46917 | 1
ALL | TB | 6.52 | 0.098044 | 0.46931 | 4
ALL | TB | 6.53 | 0.098197 | 0.46974 | 4
ALL | TB | 6.54 | 0.098313 | 0.46982 | 3
ALL | TB | 6.55 | 0.098467 | 0.46986 | 4
ALL | TB | 6.56 | 0.098544 | 0.46992 | 2
ALL | TB | 6.57 | 0.098737 | 0.46996 | 5
ALL | TB | 6.58 | 0.098814 | 0.47012 | 2
ALL | TB | 6.59 | 0.098892 | 0.47013 | 2
ALL | TB | 6.6 | 0.098969 | 0.47014 | 2
ALL | TB | 6.61 | 0.099047 | 0.47017 | 2
ALL | TB | 6.62 | 0.099125 | 0.47019 | 2
ALL | TB | 6.63 | 0.099242 | 0.47021 | 3
ALL | TB | 6.64 | 0.099359 | 0.47176 | 3
ALL | TB | 6.65 | 0.099437 | 0.47177 | 2
ALL | TB | 6.66 | 0.099633 | 0.47187 | 5
ALL | TB | 6.67 | 0.099868 | 0.47195 | 6
ALL | TB | 6.68 | 0.099946 | 0.47198 | 2
ALL | TB | 6.69 | 0.10002 | 0.472 | 2
ALL | TB | 6.7 | 0.1001 | 0.47203 | 2
ALL | TB | 6.72 | 0.10014 | 0.47207 | 1
ALL | TB | 6.73 | 0.1003 | 0.47226 | 4
ALL | TB | 6.74 | 0.1005 | 0.47231 | 5
ALL | TB | 6.75 | 0.10074 | 0.47338 | 6
ALL | TB | 6.76 | 0.10082 | 0.4734 | 2
ALL | TB | 6.77 | 0.1009 | 0.47341 | 2
ALL | TB | 6.78 | 0.10118 | 0.47362 | 7
ALL | TB | 6.79 | 0.1013 | 0.47366 | 3
ALL | TB | 6.8 | 0.10138 | 0.47369 | 2
ALL | TB | 6.81 | 0.10146 | 0.4737 | 2
ALL | TB | 6.82 | 0.10158 | 0.47385 | 3
ALL | TB | 6.83 | 0.10166 | 0.47458 | 2
ALL | TB | 6.84 | 0.10174 | 0.47468 | 2
ALL | TB | 6.85 | 0.10178 | 0.47468 | 1
ALL | TB | 6.86 | 0.10182 | 0.47479 | 1
ALL | TB | 6.87 | 0.10194 | 0.475 | 3
ALL | TB | 6.88 | 0.10202 | 0.47501 | 2
ALL | TB | 6.89 | 0.10206 | 0.47502 | 1
ALL | TB | 6.9 | 0.10222 | 0.47506 | 4
ALL | TB | 6.91 | 0.10226 | 0.47513 | 1
ALL | TB | 6.95 | 0.1023 | 0.47513 | 1
ALL | TB | 6.97 | 0.10243 | 0.47517 | 3
ALL | TB | 6.98 | 0.10247 | 0.47517 | 1
ALL | TB | 6.99 | 0.10263 | 0.4753 | 4
ALL | TB | 7 | 0.1028 | 0.47547 | 4
ALL | TB | 7.02 | 0.10292 | 0.47564 | 3
ALL | TB | 7.03 | 0.10304 | 0.47569 | 3
ALL | TB | 7.04 | 0.10308 | 0.4757 | 1
ALL | TB | 7.05 | 0.10313 | 0.4757 | 1
ALL | TB | 7.0557 | 0.10317 | 0.47581 | 1
ALL | TB | 7.07 | 0.10329 | 0.47584 | 3
ALL | TB | 7.08 | 0.10346 | 0.47624 | 4
ALL | TB | 7.09 | 0.1035 | 0.47667 | 1
ALL | TB | 7.1 | 0.10354 | 0.47668 | 1
ALL | TB | 7.11 | 0.10358 | 0.47668 | 1
ALL | TB | 7.12 | 0.10363 | 0.47671 | 1
ALL | TB | 7.13 | 0.10375 | 0.47715 | 3
ALL | TB | 7.14 | 0.10384 | 0.47717 | 2
ALL | TB | 7.15 | 0.10396 | 0.47736 | 3
ALL | TB | 7.1511 | 0.104 | 0.47753 | 1
ALL | TB | 7.16 | 0.10421 | 0.47815 | 5
ALL | TB | 7.17 | 0.10434 | 0.47879 | 3
ALL | TB | 7.18 | 0.10438 | 0.4788 | 1
ALL | TB | 7.1899 | 0.10442 | 0.47883 | 1
ALL | TB | 7.19 | 0.10455 | 0.47888 | 3
ALL | TB | 7.2 | 0.10464 | 0.47902 | 2
ALL | TB | 7.21 | 0.10481 | 0.47904 | 4
ALL | TB | 7.22 | 0.10502 | 0.47919 | 5
ALL | TB | 7.23 | 0.10506 | 0.47919 | 1
ALL | TB | 7.25 | 0.1051 | 0.4792 | 1
ALL | TB | 7.27 | 0.10527 | 0.47922 | 4
ALL | TB | 7.28 | 0.10532 | 0.47925 | 1
ALL | TB | 7.29 | 0.10536 | 0.47926 | 1
ALL | TB | 7.31 | 0.10545 | 0.48022 | 2
ALL | TB | 7.33 | 0.10553 | 0.48023 | 2
ALL | TB | 7.34 | 0.10562 | 0.48026 | 2
ALL | TB | 7.35 | 0.1057 | 0.48046 | 2
ALL | TB | 7.36 | 0.10575 | 0.48049 | 1
ALL | TB | 7.37 | 0.10583 | 0.4805 | 2
ALL | TB | 7.38 | 0.10592 | 0.48059 | 2
ALL | TB | 7.39 | 0.10605 | 0.48092 | 3
ALL | TB | 7.4 | 0.10614 | 0.48094 | 2
ALL | TB | 7.41 | 0.10618 | 0.4825 | 1
ALL | TB | 7.42 | 0.10627 | 0.48251 | 2
ALL | TB | 7.43 | 0.10631 | 0.48251 | 1
ALL | TB | 7.44 | 0.10649 | 0.48255 | 4
ALL | TB | 7.45 | 0.10653 | 0.48255 | 1
ALL | TB | 7.46 | 0.10666 | 0.48277 | 3
ALL | TB | 7.47 | 0.10684 | 0.48282 | 4
ALL | TB | 7.48 | 0.10697 | 0.48287 | 3
ALL | TB | 7.5 | 0.10701 | 0.48287 | 1
ALL | TB | 7.51 | 0.10719 | 0.48293 | 4
ALL | TB | 7.52 | 0.10737 | 0.48302 | 4
ALL | TB | 7.5256 | 0.10741 | 0.48306 | 1
ALL | TB | 7.55 | 0.1075 | 0.48343 | 2
ALL | TB | 7.58 | 0.10759 | 0.48345 | 2
ALL | TB | 7.59 | 0.10768 | 0.48348 | 2
ALL | TB | 7.6 | 0.10781 | 0.48359 | 3
ALL | TB | 7.62 | 0.10804 | 0.48363 | 5
ALL | TB | 7.63 | 0.10817 | 0.48377 | 3
ALL | TB | 7.64 | 0.10822 | 0.48379 | 1
ALL | TB | 7.65 | 0.10826 | 0.48379 | 1
ALL | TB | 7.67 | 0.10831 | 0.48381 | 1
ALL | TB | 7.68 | 0.10835 | 0.48382 | 1
ALL | TB | 7.7 | 0.10853 | 0.48392 | 4
ALL | TB | 7.73 | 0.10862 | 0.48394 | 2
ALL | TB | 7.74 | 0.10867 | 0.48399 | 1
ALL | TB | 7.76 | 0.10871 | 0.48399 | 1
ALL | TB | 7.77 | 0.10885 | 0.48403 | 3
ALL | TB | 7.78 | 0.10899 | 0.48405 | 3
ALL | TB | 7.8 | 0.10903 | 0.48406 | 1
ALL | TB | 7.81 | 0.10917 | 0.48429 | 3
ALL | TB | 7.82 | 0.10926 | 0.48431 | 2
ALL | TB | 7.83 | 0.10945 | 0.48433 | 4
ALL | TB | 7.84 | 0.10959 | 0.48449 | 3
ALL | TB | 7.85 | 0.10963 | 0.48507 | 1
ALL | TB | 7.86 | 0.10977 | 0.48559 | 3
ALL | TB | 7.88 | 0.10996 | 0.48682 | 4
ALL | TB | 7.89 | 0.11019 | 0.48847 | 5
ALL | TB | 7.9 | 0.11028 | 0.48848 | 2
ALL | TB | 7.91 | 0.11037 | 0.48855 | 2
ALL | TB | 7.93 | 0.11047 | 0.48856 | 2
ALL | TB | 7.94 | 0.11056 | 0.48858 | 2
ALL | TB | 7.95 | 0.11061 | 0.48859 | 1
ALL | TB | 7.96 | 0.1107 | 0.48861 | 2
ALL | TB | 7.97 | 0.11075 | 0.48866 | 1
ALL | TB | 7.98 | 0.11079 | 0.48899 | 1
ALL | TB | 7.99 | 0.11089 | 0.48902 | 2
ALL | TB | 8.01 | 0.11094 | 0.48903 | 1
ALL | TB | 8.03 | 0.11098 | 0.48905 | 1
ALL | TB | 8.04 | 0.11103 | 0.48906 | 1
ALL | TB | 8.05 | 0.11108 | 0.48927 | 1
ALL | TB | 8.06 | 0.11122 | 0.48935 | 3
ALL | TB | 8.07 | 0.11127 | 0.48936 | 1
ALL | TB | 8.08 | 0.11131 | 0.48938 | 1
ALL | TB | 8.09 | 0.11141 | 0.4896 | 2
ALL | TB | 8.11 | 0.1115 | 0.48987 | 2
ALL | TB | 8.12 | 0.1116 | 0.49022 | 2
ALL | TB | 8.13 | 0.1117 | 0.49023 | 2
ALL | TB | 8.17 | 0.11179 | 0.49025 | 2
ALL | TB | 8.18 | 0.11189 | 0.49025 | 2
ALL | TB | 8.19 | 0.11203 | 0.49055 | 3
ALL | TB | 8.21 | 0.11208 | 0.49055 | 1
ALL | TB | 8.22 | 0.11218 | 0.49055 | 2
ALL | TB | 8.24 | 0.11223 | 0.49056 | 1
ALL | TB | 8.25 | 0.11227 | 0.49056 | 1
ALL | TB | 8.26 | 0.11237 | 0.49057 | 2
ALL | TB | 8.2698 | 0.11242 | 0.49067 | 1
ALL | TB | 8.27 | 0.11247 | 0.49068 | 1
ALL | TB | 8.31 | 0.11252 | 0.49083 | 1
ALL | TB | 8.32 | 0.11266 | 0.49134 | 3
ALL | TB | 8.33 | 0.11281 | 0.49167 | 3
ALL | TB | 8.34 | 0.11286 | 0.49183 | 1
ALL | TB | 8.35 | 0.11291 | 0.49185 | 1
ALL | TB | 8.36 | 0.11296 | 0.4921 | 1
ALL | TB | 8.37 | 0.11301 | 0.49211 | 1
ALL | TB | 8.39 | 0.11306 | 0.49233 | 1
ALL | TB | 8.4 | 0.1133 | 0.49325 | 5
ALL | TB | 8.41 | 0.11335 | 0.49328 | 1
ALL | TB | 8.42 | 0.1134 | 0.49329 | 1
ALL | TB | 8.43 | 0.11345 | 0.49331 | 1
ALL | TB | 8.44 | 0.1135 | 0.49332 | 1
ALL | TB | 8.45 | 0.1136 | 0.49337 | 2
ALL | TB | 8.46 | 0.11365 | 0.49338 | 1
ALL | TB | 8.5 | 0.1137 | 0.49338 | 1
ALL | TB | 8.51 | 0.1138 | 0.49348 | 2
ALL | TB | 8.52 | 0.1141 | 0.49536 | 6
ALL | TB | 8.53 | 0.11415 | 0.49536 | 1
ALL | TB | 8.57 | 0.1142 | 0.4954 | 1
ALL | TB | 8.59 | 0.11425 | 0.4954 | 1
ALL | TB | 8.6 | 0.1144 | 0.49542 | 3
ALL | TB | 8.61 | 0.11455 | 0.49548 | 3
ALL | TB | 8.63 | 0.11486 | 0.5053 | 6
ALL | TB | 8.66 | 0.11491 | 0.5053 | 1
ALL | TB | 8.7 | 0.11496 | 0.50531 | 1
ALL | TB | 8.71 | 0.11506 | 0.50534 | 2
ALL | TB | 8.72 | 0.11527 | 0.50539 | 4
ALL | TB | 8.73 | 0.11532 | 0.50539 | 1
ALL | TB | 8.74 | 0.11537 | 0.50541 | 1
ALL | TB | 8.75 | 0.11542 | 0.50564 | 1
ALL | TB | 8.76 | 0.11553 | 0.50567 | 2
ALL | TB | 8.79 | 0.11563 | 0.50569 | 2
ALL | TB | 8.8315 | 0.11568 | 0.50573 | 1
ALL | TB | 8.84 | 0.11573 | 0.50574 | 1
ALL | TB | 8.85 | 0.11578 | 0.50575 | 1
ALL | TB | 8.89 | 0.11589 | 0.50579 | 2
ALL | TB | 8.9 | 0.11599 | 0.50582 | 2
ALL | TB | 8.93 | 0.11605 | 0.50583 | 1
ALL | TB | 8.94 | 0.1162 | 0.50587 | 3
ALL | TB | 8.95 | 0.11631 | 0.50599 | 2
ALL | TB | 8.96 | 0.11657 | 0.50642 | 5
ALL | TB | 8.99 | 0.11668 | 0.50683 | 2
ALL | TB | 8.9993 | 0.11673 | 0.50702 | 1
ALL | TB | 9 | 0.11684 | 0.50712 | 2
ALL | TB | 9.02 | 0.11694 | 0.5076 | 2
ALL | TB | 9.03 | 0.117 | 0.50762 | 1
ALL | TB | 9.06 | 0.1171 | 0.50764 | 2
ALL | TB | 9.08 | 0.11716 | 0.50764 | 1
ALL | TB | 9.09 | 0.11721 | 0.50774 | 1
ALL | TB | 9.11 | 0.11726 | 0.50781 | 1
ALL | TB | 9.12 | 0.11737 | 0.50803 | 2
ALL | TB | 9.13 | 0.11742 | 0.50808 | 1
ALL | TB | 9.14 | 0.11753 | 0.50809 | 2
ALL | TB | 9.15 | 0.11758 | 0.50809 | 1
ALL | TB | 9.18 | 0.11769 | 0.50812 | 2
ALL | TB | 9.19 | 0.11775 | 0.50819 | 1
ALL | TB | 9.21 | 0.1178 | 0.50819 | 1
ALL | TB | 9.22 | 0.11796 | 0.5082 | 3
ALL | TB | 9.28 | 0.11813 | 0.50821 | 3
ALL | TB | 9.29 | 0.11845 | 0.5083 | 6
ALL | TB | 9.3 | 0.11862 | 0.50865 | 3
ALL | TB | 9.31 | 0.11873 | 0.50868 | 2
ALL | TB | 9.32 | 0.11878 | 0.50869 | 1
ALL | TB | 9.33 | 0.11889 | 0.50877 | 2
ALL | TB | 9.34 | 0.11895 | 0.50878 | 1
ALL | TB | 9.35 | 0.119 | 0.50879 | 1
ALL | TB | 9.36 | 0.11917 | 0.50884 | 3
ALL | TB | 9.37 | 0.11922 | 0.50884 | 1
ALL | TB | 9.3721 | 0.11928 | 0.50884 | 1
ALL | TB | 9.38 | 0.11933 | 0.50884 | 1
ALL | TB | 9.39 | 0.11939 | 0.50886 | 1
ALL | TB | 9.41 | 0.11944 | 0.50947 | 1
ALL | TB | 9.42 | 0.11955 | 0.50982 | 2
ALL | TB | 9.43 | 0.11966 | 0.51008 | 2
ALL | TB | 9.44 | 0.11972 | 0.51011 | 1
ALL | TB | 9.45 | 0.11989 | 0.51012 | 3
ALL | TB | 9.48 | 0.12 | 0.51015 | 2
ALL | TB | 9.51 | 0.12005 | 0.51016 | 1
ALL | TB | 9.52 | 0.12028 | 0.51152 | 4
ALL | TB | 9.53 | 0.12033 | 0.51154 | 1
ALL | TB | 9.54 | 0.12039 | 0.51155 | 1
ALL | TB | 9.55 | 0.12045 | 0.51156 | 1
ALL | TB | 9.56 | 0.12056 | 0.51156 | 2
ALL | TB | 9.58 | 0.12067 | 0.51168 | 2
ALL | TB | 9.61 | 0.12073 | 0.51169 | 1
ALL | TB | 9.62 | 0.12095 | 0.5118 | 4
ALL | TB | 9.63 | 0.12101 | 0.5118 | 1
ALL | TB | 9.64 | 0.12107 | 0.5118 | 1
ALL | TB | 9.65 | 0.12112 | 0.51182 | 1
ALL | TB | 9.66 | 0.12118 | 0.51187 | 1
ALL | TB | 9.71 | 0.12124 | 0.51189 | 1
ALL | TB | 9.72 | 0.12135 | 0.51224 | 2
ALL | TB | 9.73 | 0.12147 | 0.51225 | 2
ALL | TB | 9.74 | 0.12152 | 0.51225 | 1
ALL | TB | 9.75 | 0.12164 | 0.51226 | 2
ALL | TB | 9.76 | 0.12181 | 0.51313 | 3
ALL | TB | 9.77 | 0.12192 | 0.51316 | 2
ALL | TB | 9.8 | 0.12198 | 0.51317 | 1
ALL | TB | 9.81 | 0.12204 | 0.5132 | 1
ALL | TB | 9.83 | 0.12216 | 0.51356 | 2
ALL | TB | 9.84 | 0.12221 | 0.51357 | 1
ALL | TB | 9.85 | 0.12239 | 0.51361 | 3
ALL | TB | 9.86 | 0.12244 | 0.51362 | 1
ALL | TB | 9.87 | 0.12256 | 0.51367 | 2
ALL | TB | 9.89 | 0.12262 | 0.51386 | 1
ALL | TB | 9.97 | 0.12268 | 0.51387 | 1
ALL | TB | 10 | 0.12274 | 0.51417 | 1
ALL | TB | 10.01 | 0.12285 | 0.51423 | 2
ALL | TB | 10.04 | 0.12297 | 0.51443 | 2
ALL | TB | 10.05 | 0.12303 | 0.51454 | 1
ALL | TB | 10.06 | 0.12315 | 0.51455 | 2
ALL | TB | 10.07 | 0.12321 | 0.51455 | 1
ALL | TB | 10.08 | 0.12327 | 0.5146 | 1
ALL | TB | 10.09 | 0.12339 | 0.51477 | 2
ALL | TB | 10.11 | 0.12345 | 0.51504 | 1
ALL | TB | 10.13 | 0.12356 | 0.51509 | 2
ALL | TB | 10.15 | 0.12362 | 0.5151 | 1
ALL | TB | 10.1619 | 0.12368 | 0.5151 | 1
ALL | TB | 10.17 | 0.1238 | 0.51533 | 2
ALL | TB | 10.18 | 0.12386 | 0.51548 | 1
ALL | TB | 10.2 | 0.1241 | 0.5155 | 4
ALL | TB | 10.21 | 0.12416 | 0.51551 | 1
ALL | TB | 10.3 | 0.12434 | 0.51555 | 3
ALL | TB | 10.31 | 0.12441 | 0.51557 | 1
ALL | TB | 10.32 | 0.12453 | 0.51562 | 2
ALL | TB | 10.34 | 0.12459 | 0.51563 | 1
ALL | TB | 10.36 | 0.12465 | 0.51563 | 1
ALL | TB | 10.37 | 0.12471 | 0.51576 | 1
ALL | TB | 10.38 | 0.12489 | 0.51609 | 3
ALL | TB | 10.39 | 0.12495 | 0.51609 | 1
ALL | TB | 10.42 | 0.12514 | 0.5164 | 3
ALL | TB | 10.43 | 0.1252 | 0.51649 | 1
ALL | TB | 10.44 | 0.12532 | 0.51732 | 2
ALL | TB | 10.49 | 0.12538 | 0.51738 | 1
ALL | TB | 10.5 | 0.12544 | 0.51743 | 1
ALL | TB | 10.53 | 0.12551 | 0.51861 | 1
ALL | TB | 10.55 | 0.12563 | 0.51862 | 2
ALL | TB | 10.57 | 0.12569 | 0.51863 | 1
ALL | TB | 10.59 | 0.12575 | 0.51863 | 1
ALL | TB | 10.6 | 0.12582 | 0.51868 | 1
ALL | TB | 10.61 | 0.12588 | 0.51869 | 1
ALL | TB | 10.62 | 0.12594 | 0.51869 | 1
ALL | TB | 10.64 | 0.126 | 0.5187 | 1
ALL | TB | 10.66 | 0.12613 | 0.51871 | 2
ALL | TB | 10.68 | 0.12626 | 0.51873 | 2
ALL | TB | 10.69 | 0.12644 | 0.51877 | 3
ALL | TB | 10.7 | 0.12657 | 0.5188 | 2
ALL | TB | 10.72 | 0.1267 | 0.51881 | 2
ALL | TB | 10.74 | 0.12682 | 0.51882 | 2
ALL | TB | 10.75 | 0.12688 | 0.51887 | 1
ALL | TB | 10.78 | 0.12695 | 0.51887 | 1
ALL | TB | 10.79 | 0.12707 | 0.51889 | 2
ALL | TB | 10.82 | 0.12727 | 0.51913 | 3
ALL | TB | 10.83 | 0.12733 | 0.51913 | 1
ALL | TB | 10.85 | 0.12739 | 0.51914 | 1
ALL | TB | 10.88 | 0.12746 | 0.51914 | 1
ALL | TB | 10.89 | 0.12771 | 0.51915 | 4
ALL | TB | 10.9 | 0.12784 | 0.51915 | 2
ALL | TB | 10.92 | 0.12791 | 0.51933 | 1
ALL | TB | 10.93 | 0.12797 | 0.51933 | 1
ALL | TB | 10.97 | 0.1281 | 0.51935 | 2
ALL | TB | 10.98 | 0.12816 | 0.51943 | 1
ALL | TB | 11.02 | 0.12823 | 0.51944 | 1
ALL | TB | 11.03 | 0.12849 | 0.5198 | 4
ALL | TB | 11.04 | 0.12855 | 0.5198 | 1
ALL | TB | 11.05 | 0.12862 | 0.51981 | 1
ALL | TB | 11.06 | 0.12868 | 0.52004 | 1
ALL | TB | 11.07 | 0.12875 | 0.52005 | 1
ALL | TB | 11.08 | 0.12881 | 0.5202 | 1
ALL | TB | 11.12 | 0.12888 | 0.52024 | 1
ALL | TB | 11.14 | 0.12894 | 0.52028 | 1
ALL | TB | 11.15 | 0.12907 | 0.52029 | 2
ALL | TB | 11.16 | 0.12914 | 0.52126 | 1
ALL | TB | 11.18 | 0.12934 | 0.52201 | 3
ALL | TB | 11.2 | 0.1294 | 0.52201 | 1
ALL | TB | 11.22 | 0.1296 | 0.52286 | 3
ALL | TB | 11.23 | 0.12967 | 0.52287 | 1
ALL | TB | 11.24 | 0.1298 | 0.52289 | 2
ALL | TB | 11.25 | 0.12986 | 0.52307 | 1
ALL | TB | 11.3 | 0.12993 | 0.52322 | 1
ALL | TB | 11.31 | 0.13 | 0.52344 | 1
ALL | TB | 11.32 | 0.13013 | 0.52349 | 2
ALL | TB | 11.33 | 0.1302 | 0.52358 | 1
ALL | TB | 11.35 | 0.13046 | 0.5242 | 4
ALL | TB | 11.38 | 0.13053 | 0.5247 | 1
ALL | TB | 11.39 | 0.1306 | 0.52474 | 1
ALL | TB | 11.42 | 0.13066 | 0.52476 | 1
ALL | TB | 11.43 | 0.13073 | 0.52477 | 1
ALL | TB | 11.46 | 0.13087 | 0.52488 | 2
ALL | TB | 11.48 | 0.131 | 0.52489 | 2
ALL | TB | 11.49 | 0.13107 | 0.52489 | 1
ALL | TB | 11.5 | 0.13114 | 0.52636 | 1
ALL | TB | 11.51 | 0.1312 | 0.52636 | 1
ALL | TB | 11.52 | 0.13127 | 0.52637 | 1
ALL | TB | 11.55 | 0.13134 | 0.52644 | 1
ALL | TB | 11.56 | 0.13141 | 0.52709 | 1
ALL | TB | 11.57 | 0.13148 | 0.52767 | 1
ALL | TB | 11.58 | 0.13154 | 0.52796 | 1
ALL | TB | 11.59 | 0.13161 | 0.52887 | 1
ALL | TB | 11.6 | 0.13168 | 0.52888 | 1
ALL | TB | 11.63 | 0.13175 | 0.5289 | 1
ALL | TB | 11.64 | 0.13182 | 0.52912 | 1
ALL | TB | 11.65 | 0.13189 | 0.52926 | 1
ALL | TB | 11.66 | 0.13202 | 0.52932 | 2
ALL | TB | 11.6644 | 0.13209 | 0.52936 | 1
ALL | TB | 11.67 | 0.13216 | 0.53091 | 1
ALL | TB | 11.68 | 0.13223 | 0.53092 | 1
ALL | TB | 11.7 | 0.1323 | 0.53092 | 1
ALL | TB | 11.74 | 0.13237 | 0.53094 | 1
ALL | TB | 11.75 | 0.1325 | 0.53098 | 2
ALL | TB | 11.76 | 0.13257 | 0.53098 | 1
ALL | TB | 11.77 | 0.13271 | 0.53106 | 2
ALL | TB | 11.79 | 0.13285 | 0.53107 | 2
ALL | TB | 11.8 | 0.13299 | 0.53223 | 2
ALL | TB | 11.81 | 0.13306 | 0.53252 | 1
ALL | TB | 11.87 | 0.13313 | 0.53253 | 1
ALL | TB | 11.88 | 0.1332 | 0.53255 | 1
ALL | TB | 11.89 | 0.13327 | 0.53255 | 1
ALL | TB | 11.9 | 0.13341 | 0.53288 | 2
ALL | TB | 11.92 | 0.13348 | 0.53329 | 1
ALL | TB | 11.96 | 0.13355 | 0.5333 | 1
ALL | TB | 11.97 | 0.13362 | 0.54029 | 1
ALL | TB | 12.0025 | 0.13369 | 0.5407 | 1
ALL | TB | 12.03 | 0.1339 | 0.54072 | 3
ALL | TB | 12.04 | 0.13397 | 0.54072 | 1
ALL | TB | 12.05 | 0.13411 | 0.54076 | 2
ALL | TB | 12.06 | 0.13454 | 0.54081 | 6
ALL | TB | 12.07 | 0.13475 | 0.54084 | 3
ALL | TB | 12.08 | 0.13482 | 0.54085 | 1
ALL | TB | 12.09 | 0.13489 | 0.54109 | 1
ALL | TB | 12.1 | 0.13496 | 0.54112 | 1
ALL | TB | 12.11 | 0.13539 | 0.54117 | 6
ALL | TB | 12.12 | 0.13546 | 0.54117 | 1
ALL | TB | 12.15 | 0.13553 | 0.54118 | 1
ALL | TB | 12.16 | 0.13561 | 0.54118 | 1
ALL | TB | 12.17 | 0.13568 | 0.54118 | 1
ALL | TB | 12.2 | 0.13575 | 0.54119 | 1
ALL | TB | 12.21 | 0.13582 | 0.54122 | 1
ALL | TB | 12.22 | 0.13589 | 0.54211 | 1
ALL | TB | 12.2261 | 0.13596 | 0.54219 | 1
ALL | TB | 12.24 | 0.13618 | 0.54263 | 3
ALL | TB | 12.27 | 0.13632 | 0.54266 | 2
ALL | TB | 12.29 | 0.13647 | 0.5427 | 2
ALL | TB | 12.2963 | 0.13654 | 0.54292 | 1
ALL | TB | 12.32 | 0.13669 | 0.54341 | 2
ALL | TB | 12.33 | 0.13676 | 0.54342 | 1
ALL | TB | 12.35 | 0.13683 | 0.54415 | 1
ALL | TB | 12.39 | 0.1369 | 0.54422 | 1
ALL | TB | 12.42 | 0.13705 | 0.54422 | 2
ALL | TB | 12.45 | 0.1372 | 0.54482 | 2
ALL | TB | 12.46 | 0.13727 | 0.54483 | 1
ALL | TB | 12.48 | 0.13734 | 0.54483 | 1
ALL | TB | 12.49 | 0.13756 | 0.545 | 3
ALL | TB | 12.5 | 0.13771 | 0.54514 | 2
ALL | TB | 12.52 | 0.13778 | 0.54514 | 1
ALL | TB | 12.53 | 0.13793 | 0.54516 | 2
ALL | TB | 12.54 | 0.13808 | 0.5464 | 2
ALL | TB | 12.58 | 0.1386 | 0.54644 | 7
ALL | TB | 12.59 | 0.13889 | 0.54676 | 4
ALL | TB | 12.6 | 0.13904 | 0.54698 | 2
ALL | TB | 12.61 | 0.13919 | 0.54701 | 2
ALL | TB | 12.62 | 0.13926 | 0.54701 | 1
ALL | TB | 12.66 | 0.13934 | 0.54702 | 1
ALL | TB | 12.67 | 0.13956 | 0.54704 | 3
ALL | TB | 12.68 | 0.13963 | 0.54717 | 1
ALL | TB | 12.6884 | 0.13971 | 0.54719 | 1
ALL | TB | 12.689 | 0.13978 | 0.54721 | 1
ALL | TB | 12.71 | 0.13986 | 0.54722 | 1
ALL | TB | 12.72 | 0.13993 | 0.54723 | 1
ALL | TB | 12.73 | 0.14001 | 0.54723 | 1
ALL | TB | 12.76 | 0.14008 | 0.54724 | 1
ALL | TB | 12.77 | 0.14023 | 0.54755 | 2
ALL | TB | 12.79 | 0.14031 | 0.54789 | 1
ALL | TB | 12.8 | 0.14038 | 0.5479 | 1
ALL | TB | 12.81 | 0.14046 | 0.5479 | 1
ALL | TB | 12.82 | 0.14053 | 0.54791 | 1
ALL | TB | 12.83 | 0.14084 | 0.54796 | 4
ALL | TB | 12.85 | 0.14091 | 0.54834 | 1
ALL | TB | 12.86 | 0.14099 | 0.54835 | 1
ALL | TB | 12.87 | 0.14106 | 0.54855 | 1
ALL | TB | 12.88 | 0.14114 | 0.54928 | 1
ALL | TB | 12.89 | 0.14121 | 0.55008 | 1
ALL | TB | 12.9 | 0.14129 | 0.55009 | 1
ALL | TB | 12.91 | 0.14137 | 0.55009 | 1
ALL | TB | 12.94 | 0.14152 | 0.55011 | 2
ALL | TB | 12.95 | 0.14159 | 0.55016 | 1
ALL | TB | 12.97 | 0.14167 | 0.55054 | 1
ALL | TB | 12.99 | 0.1419 | 0.55055 | 3
ALL | TB | 13 | 0.14213 | 0.55079 | 3
ALL | TB | 13.01 | 0.14228 | 0.5508 | 2
ALL | TB | 13.02 | 0.14243 | 0.55104 | 2
ALL | TB | 13.04 | 0.14251 | 0.55198 | 1
ALL | TB | 13.05 | 0.14259 | 0.552 | 1
ALL | TB | 13.06 | 0.14274 | 0.55202 | 2
ALL | TB | 13.07 | 0.14282 | 0.55208 | 1
ALL | TB | 13.08 | 0.14289 | 0.55208 | 1
ALL | TB | 13.09 | 0.14297 | 0.55209 | 1
ALL | TB | 13.1 | 0.14313 | 0.5522 | 2
ALL | TB | 13.13 | 0.1432 | 0.55221 | 1
ALL | TB | 13.14 | 0.14336 | 0.55231 | 2
ALL | TB | 13.15 | 0.14351 | 0.55232 | 2
ALL | TB | 13.16 | 0.14374 | 0.55309 | 3
ALL | TB | 13.2 | 0.14398 | 0.5531 | 3
ALL | TB | 13.21 | 0.14421 | 0.55362 | 3
ALL | TB | 13.22 | 0.14436 | 0.55374 | 2
ALL | TB | 13.23 | 0.14452 | 0.55412 | 2
ALL | TB | 13.25 | 0.14468 | 0.55483 | 2
ALL | TB | 13.28 | 0.14475 | 0.55484 | 1
ALL | TB | 13.29 | 0.14491 | 0.55494 | 2
ALL | TB | 13.32 | 0.14507 | 0.55497 | 2
ALL | TB | 13.34 | 0.14514 | 0.5558 | 1
ALL | TB | 13.35 | 0.14546 | 0.55673 | 4
ALL | TB | 13.36 | 0.14554 | 0.55674 | 1
ALL | TB | 13.37 | 0.14562 | 0.55771 | 1
ALL | TB | 13.38 | 0.14569 | 0.55772 | 1
ALL | TB | 13.42 | 0.14585 | 0.55772 | 2
ALL | TB | 13.43 | 0.14593 | 0.55818 | 1
ALL | TB | 13.44 | 0.14601 | 0.55824 | 1
ALL | TB | 13.45 | 0.14609 | 0.55824 | 1
ALL | TB | 13.47 | 0.14617 | 0.55828 | 1
ALL | TB | 13.5 | 0.14625 | 0.55831 | 1
ALL | TB | 13.52 | 0.14633 | 0.55831 | 1
ALL | TB | 13.53 | 0.14649 | 0.55832 | 2
ALL | TB | 13.55 | 0.14665 | 0.55877 | 2
ALL | TB | 13.56 | 0.1468 | 0.55878 | 2
ALL | TB | 13.59 | 0.14704 | 0.55881 | 3
ALL | TB | 13.6 | 0.1472 | 0.55958 | 2
ALL | TB | 13.62 | 0.14728 | 0.5596 | 1
ALL | TB | 13.64 | 0.14736 | 0.55961 | 1
ALL | TB | 13.66 | 0.14752 | 0.55969 | 2
ALL | TB | 13.68 | 0.14769 | 0.5597 | 2
ALL | TB | 13.69 | 0.14785 | 0.55971 | 2
ALL | TB | 13.73 | 0.14793 | 0.55974 | 1
ALL | TB | 13.74 | 0.14801 | 0.55976 | 1
ALL | TB | 13.77 | 0.14849 | 0.56012 | 6
ALL | TB | 13.78 | 0.1489 | 0.56016 | 5
ALL | TB | 13.79 | 0.14898 | 0.56016 | 1
ALL | TB | 13.8 | 0.14906 | 0.56016 | 1
ALL | TB | 13.82 | 0.14914 | 0.56017 | 1
ALL | TB | 13.83 | 0.14922 | 0.56059 | 1
ALL | TB | 13.84 | 0.14939 | 0.56062 | 2
ALL | TB | 13.85 | 0.14955 | 0.56063 | 2
ALL | TB | 13.86 | 0.14971 | 0.56064 | 2
ALL | TB | 13.87 | 0.14979 | 0.56069 | 1
ALL | TB | 13.88 | 0.15004 | 0.56074 | 3
ALL | TB | 13.9 | 0.15036 | 0.56198 | 4
ALL | TB | 13.91 | 0.15045 | 0.56199 | 1
ALL | TB | 13.92 | 0.15053 | 0.562 | 1
ALL | TB | 13.93 | 0.15069 | 0.56235 | 2
ALL | TB | 13.96 | 0.15077 | 0.56244 | 1
ALL | TB | 13.99 | 0.15094 | 0.56258 | 2
ALL | TB | 14.01 | 0.15102 | 0.56258 | 1
ALL | TB | 14.02 | 0.1511 | 0.5628 | 1
ALL | TB | 14.03 | 0.15127 | 0.56281 | 2
ALL | TB | 14.04 | 0.15135 | 0.56288 | 1
ALL | TB | 14.05 | 0.15143 | 0.56289 | 1
ALL | TB | 14.06 | 0.15168 | 0.56293 | 3
ALL | TB | 14.07 | 0.15185 | 0.56295 | 2
ALL | TB | 14.08 | 0.15218 | 0.56351 | 4
ALL | TB | 14.09 | 0.15226 | 0.56351 | 1
ALL | TB | 14.1 | 0.15234 | 0.56355 | 1
ALL | TB | 14.12 | 0.15251 | 0.56358 | 2
ALL | TB | 14.13 | 0.15267 | 0.56363 | 2
ALL | TB | 14.14 | 0.15276 | 0.56364 | 1
ALL | TB | 14.15 | 0.15292 | 0.56398 | 2
ALL | TB | 14.16 | 0.15301 | 0.56404 | 1
ALL | TB | 14.19 | 0.15317 | 0.56462 | 2
ALL | TB | 14.21 | 0.15342 | 0.56528 | 3
ALL | TB | 14.22 | 0.15351 | 0.56529 | 1
ALL | TB | 14.25 | 0.15368 | 0.56604 | 2
ALL | TB | 14.27 | 0.15384 | 0.56614 | 2
ALL | TB | 14.28 | 0.15418 | 0.5662 | 4
ALL | TB | 14.29 | 0.15443 | 0.56644 | 3
ALL | TB | 14.31 | 0.15468 | 0.56676 | 3
ALL | TB | 14.34 | 0.15477 | 0.56676 | 1
ALL | TB | 14.35 | 0.15485 | 0.56676 | 1
ALL | TB | 14.36 | 0.15527 | 0.56684 | 5
ALL | TB | 14.38 | 0.15536 | 0.56684 | 1
ALL | TB | 14.39 | 0.15544 | 0.56685 | 1
ALL | TB | 14.43 | 0.15553 | 0.56686 | 1
ALL | TB | 14.45 | 0.15561 | 0.56695 | 1
ALL | TB | 14.48 | 0.1557 | 0.56696 | 1
ALL | TB | 14.49 | 0.15587 | 0.56699 | 2
ALL | TB | 14.51 | 0.15604 | 0.56699 | 2
ALL | TB | 14.52 | 0.15647 | 0.56822 | 5
ALL | TB | 14.53 | 0.15689 | 0.57038 | 5
ALL | TB | 14.54 | 0.15723 | 0.57063 | 4
ALL | TB | 14.55 | 0.15741 | 0.57186 | 2
ALL | TB | 14.56 | 0.15749 | 0.57188 | 1
ALL | TB | 14.57 | 0.15758 | 0.57208 | 1
ALL | TB | 14.59 | 0.15766 | 0.57208 | 1
ALL | TB | 14.6 | 0.15775 | 0.5721 | 1
ALL | TB | 14.6327 | 0.15783 | 0.57223 | 1
ALL | TB | 14.65 | 0.15801 | 0.57225 | 2
ALL | TB | 14.67 | 0.15818 | 0.57227 | 2
ALL | TB | 14.68 | 0.15835 | 0.57228 | 2
ALL | TB | 14.69 | 0.15861 | 0.57232 | 3
ALL | TB | 14.7 | 0.1587 | 0.57239 | 1
ALL | TB | 14.71 | 0.15896 | 0.57254 | 3
ALL | TB | 14.73 | 0.15913 | 0.57255 | 2
ALL | TB | 14.75 | 0.15948 | 0.57283 | 4
ALL | TB | 14.76 | 0.15974 | 0.57339 | 3
ALL | TB | 14.77 | 0.15982 | 0.5734 | 1
ALL | TB | 14.78 | 0.15991 | 0.5734 | 1
ALL | TB | 14.79 | 0.16 | 0.57341 | 1
ALL | TB | 14.8 | 0.16017 | 0.57352 | 2
ALL | TB | 14.81 | 0.16034 | 0.57396 | 2
ALL | TB | 14.83 | 0.16043 | 0.57423 | 1
ALL | TB | 14.84 | 0.16061 | 0.57424 | 2
ALL | TB | 14.85 | 0.16078 | 0.57442 | 2
ALL | TB | 14.86 | 0.16087 | 0.57443 | 1
ALL | TB | 14.87 | 0.16104 | 0.57444 | 2
ALL | TB | 14.88 | 0.16113 | 0.57445 | 1
ALL | TB | 14.89 | 0.16139 | 0.57546 | 3
ALL | TB | 14.9 | 0.16148 | 0.57551 | 1
ALL | TB | 14.91 | 0.16157 | 0.57552 | 1
ALL | TB | 14.92 | 0.16174 | 0.57591 | 2
ALL | TB | 14.94 | 0.16192 | 0.5765 | 2
ALL | TB | 14.96 | 0.16201 | 0.57663 | 1
ALL | TB | 14.99 | 0.1621 | 0.57663 | 1
ALL | TB | 15 | 0.16218 | 0.57678 | 1
ALL | TB | 15.01 | 0.16227 | 0.57679 | 1
ALL | TB | 15.04 | 0.16236 | 0.57679 | 1
ALL | TB | 15.05 | 0.16254 | 0.57685 | 2
ALL | TB | 15.07 | 0.16325 | 0.57699 | 8
ALL | TB | 15.09 | 0.16351 | 0.57701 | 3
ALL | TB | 15.1 | 0.16369 | 0.57705 | 2
ALL | TB | 15.12 | 0.16378 | 0.57705 | 1
ALL | TB | 15.14 | 0.16396 | 0.57706 | 2
ALL | TB | 15.15 | 0.16404 | 0.57707 | 1
ALL | TB | 15.16 | 0.16431 | 0.57716 | 3
ALL | TB | 15.19 | 0.16449 | 0.57717 | 2
ALL | TB | 15.2 | 0.16467 | 0.57722 | 2
ALL | TB | 15.21 | 0.16476 | 0.57785 | 1
ALL | TB | 15.23 | 0.16485 | 0.57785 | 1
ALL | TB | 15.27 | 0.16494 | 0.57786 | 1
ALL | TB | 15.28 | 0.16512 | 0.57825 | 2
ALL | TB | 15.29 | 0.16521 | 0.57825 | 1
ALL | TB | 15.3 | 0.1653 | 0.57836 | 1
ALL | TB | 15.31 | 0.16557 | 0.57837 | 3
ALL | TB | 15.36 | 0.16566 | 0.57837 | 1
ALL | TB | 15.37 | 0.16584 | 0.57851 | 2
ALL | TB | 15.38 | 0.16593 | 0.57897 | 1
ALL | TB | 15.4 | 0.16602 | 0.57911 | 1
ALL | TB | 15.41 | 0.1662 | 0.5797 | 2
ALL | TB | 15.42 | 0.16629 | 0.5797 | 1
ALL | TB | 15.43 | 0.16647 | 0.57971 | 2
ALL | TB | 15.45 | 0.16656 | 0.57974 | 1
ALL | TB | 15.46 | 0.16684 | 0.5811 | 3
ALL | TB | 15.47 | 0.16693 | 0.58111 | 1
ALL | TB | 15.48 | 0.16711 | 0.58116 | 2
ALL | TB | 15.53 | 0.16729 | 0.58193 | 2
ALL | TB | 15.54 | 0.16921 | 0.5821 | 21
ALL | TB | 15.58 | 0.1693 | 0.5821 | 1
ALL | TB | 15.59 | 0.16939 | 0.58211 | 1
ALL | TB | 15.6 | 0.16948 | 0.58211 | 1
ALL | TB | 15.61 | 0.16958 | 0.58211 | 1
ALL | TB | 15.63 | 0.16967 | 0.5824 | 1
ALL | TB | 15.65 | 0.16985 | 0.58241 | 2
ALL | TB | 15.69 | 0.16994 | 0.58242 | 1
ALL | TB | 15.71 | 0.17013 | 0.58289 | 2
ALL | TB | 15.72 | 0.17022 | 0.58329 | 1
ALL | TB | 15.73 | 0.1705 | 0.58397 | 3
ALL | TB | 15.74 | 0.17059 | 0.58398 | 1
ALL | TB | 15.79 | 0.17078 | 0.58436 | 2
ALL | TB | 15.8 | 0.17087 | 0.58437 | 1
ALL | TB | 15.81 | 0.17096 | 0.58462 | 1
ALL | TB | 15.83 | 0.17105 | 0.5847 | 1
ALL | TB | 15.84 | 0.17124 | 0.58475 | 2
ALL | TB | 15.85 | 0.17152 | 0.58562 | 3
ALL | TB | 15.86 | 0.17171 | 0.58616 | 2
ALL | TB | 15.88 | 0.1718 | 0.58631 | 1
ALL | TB | 15.89 | 0.17199 | 0.58643 | 2
ALL | TB | 15.9 | 0.17217 | 0.58644 | 2
ALL | TB | 15.91 | 0.17292 | 0.58678 | 8
ALL | TB | 15.92 | 0.17302 | 0.58679 | 1
ALL | TB | 15.93 | 0.17311 | 0.58703 | 1
ALL | TB | 15.94 | 0.17339 | 0.58713 | 3
ALL | TB | 15.96 | 0.17348 | 0.58763 | 1
ALL | TB | 16 | 0.17367 | 0.58769 | 2
ALL | TB | 16.02 | 0.17386 | 0.58773 | 2
ALL | TB | 16.03 | 0.17395 | 0.58775 | 1
ALL | TB | 16.05 | 0.17405 | 0.58797 | 1
ALL | TB | 16.06 | 0.17424 | 0.58798 | 2
ALL | TB | 16.07 | 0.17433 | 0.58805 | 1
ALL | TB | 16.1 | 0.17452 | 0.58806 | 2
ALL | TB | 16.12 | 0.1749 | 0.58818 | 4
ALL | TB | 16.13 | 0.17499 | 0.58822 | 1
ALL | TB | 16.15 | 0.17509 | 0.58822 | 1
ALL | TB | 16.17 | 0.17518 | 0.58823 | 1
ALL | TB | 16.18 | 0.17547 | 0.58825 | 3
ALL | TB | 16.19 | 0.17576 | 0.58872 | 3
ALL | TB | 16.21 | 0.17595 | 0.58873 | 2
ALL | TB | 16.22 | 0.17614 | 0.58882 | 2
ALL | TB | 16.23 | 0.17623 | 0.58887 | 1
ALL | TB | 16.24 | 0.17652 | 0.58935 | 3
ALL | TB | 16.27 | 0.17671 | 0.58941 | 2
ALL | TB | 16.28 | 0.1769 | 0.58951 | 2
ALL | TB | 16.29 | 0.177 | 0.58954 | 1
ALL | TB | 16.2995 | 0.17709 | 0.58955 | 1
ALL | TB | 16.3 | 0.17728 | 0.58956 | 2
ALL | TB | 16.32 | 0.17738 | 0.58957 | 1
ALL | TB | 16.33 | 0.17748 | 0.58973 | 1
ALL | TB | 16.35 | 0.17757 | 0.58974 | 1
ALL | TB | 16.36 | 0.17834 | 0.58991 | 8
ALL | TB | 16.38 | 0.17863 | 0.58995 | 3
ALL | TB | 16.391 | 0.17873 | 0.59023 | 1
ALL | TB | 16.4 | 0.17902 | 0.59024 | 3
ALL | TB | 16.41 | 0.17911 | 0.59025 | 1
ALL | TB | 16.44 | 0.17921 | 0.59025 | 1
ALL | TB | 16.46 | 0.1793 | 0.59025 | 1
ALL | TB | 16.47 | 0.1794 | 0.59026 | 1
ALL | TB | 16.4844 | 0.1795 | 0.59041 | 1
ALL | TB | 16.49 | 0.1796 | 0.59091 | 1
ALL | TB | 16.5 | 0.18018 | 0.59106 | 6
ALL | TB | 16.51 | 0.18027 | 0.59107 | 1
ALL | TB | 16.52 | 0.18037 | 0.59107 | 1
ALL | TB | 16.53 | 0.18066 | 0.59109 | 3
ALL | TB | 16.54 | 0.18086 | 0.59112 | 2
ALL | TB | 16.55 | 0.18105 | 0.59147 | 2
ALL | TB | 16.5539 | 0.18115 | 0.59149 | 1
ALL | TB | 16.56 | 0.18125 | 0.59167 | 1
ALL | TB | 16.58 | 0.18144 | 0.59185 | 2
ALL | TB | 16.61 | 0.18164 | 0.59196 | 2
ALL | TB | 16.62 | 0.18183 | 0.59219 | 2
ALL | TB | 16.65 | 0.18203 | 0.59256 | 2
ALL | TB | 16.67 | 0.18213 | 0.59256 | 1
ALL | TB | 16.68 | 0.18222 | 0.59257 | 1
ALL | TB | 16.69 | 0.18242 | 0.59316 | 2
ALL | TB | 16.7 | 0.18262 | 0.59325 | 2
ALL | TB | 16.71 | 0.18271 | 0.59329 | 1
ALL | TB | 16.72 | 0.18291 | 0.59334 | 2
ALL | TB | 16.74 | 0.18321 | 0.59338 | 3
ALL | TB | 16.77 | 0.1833 | 0.59425 | 1
ALL | TB | 16.78 | 0.1834 | 0.59426 | 1
ALL | TB | 16.79 | 0.1835 | 0.59426 | 1
ALL | TB | 16.8 | 0.1836 | 0.5947 | 1
ALL | TB | 16.83 | 0.184 | 0.59764 | 4
ALL | TB | 16.84 | 0.1841 | 0.59764 | 1
ALL | TB | 16.86 | 0.18419 | 0.59766 | 1
ALL | TB | 16.87 | 0.18439 | 0.59779 | 2
ALL | TB | 16.9 | 0.18449 | 0.5978 | 1
ALL | TB | 16.94 | 0.18479 | 0.59805 | 3
ALL | TB | 16.95 | 0.18489 | 0.59807 | 1
ALL | TB | 16.96 | 0.18509 | 0.59809 | 2
ALL | TB | 16.9661 | 0.18519 | 0.59811 | 1
ALL | TB | 16.97 | 0.18529 | 0.59811 | 1
ALL | TB | 16.99 | 0.18539 | 0.59812 | 1
ALL | TB | 17 | 0.18559 | 0.59855 | 2
ALL | TB | 17.01 | 0.18579 | 0.59886 | 2
ALL | TB | 17.02 | 0.18599 | 0.59904 | 2
ALL | TB | 17.04 | 0.18629 | 0.59926 | 3
ALL | TB | 17.05 | 0.18639 | 0.59966 | 1
ALL | TB | 17.06 | 0.18649 | 0.5997 | 1
ALL | TB | 17.07 | 0.18669 | 0.60078 | 2
ALL | TB | 17.08 | 0.18689 | 0.60088 | 2
ALL | TB | 17.09 | 0.18729 | 0.60127 | 4
ALL | TB | 17.11 | 0.18739 | 0.60136 | 1
ALL | TB | 17.12 | 0.18759 | 0.60226 | 2
ALL | TB | 17.13 | 0.1879 | 0.60235 | 3
ALL | TB | 17.14 | 0.1883 | 0.60271 | 4
ALL | TB | 17.15 | 0.1885 | 0.60272 | 2
ALL | TB | 17.16 | 0.1887 | 0.60276 | 2
ALL | TB | 17.18 | 0.1889 | 0.60295 | 2
ALL | TB | 17.19 | 0.18901 | 0.60296 | 1
ALL | TB | 17.21 | 0.18911 | 0.60311 | 1
ALL | TB | 17.23 | 0.18941 | 0.6041 | 3
ALL | TB | 17.24 | 0.18951 | 0.60411 | 1
ALL | TB | 17.25 | 0.18992 | 0.60424 | 4
ALL | TB | 17.26 | 0.19002 | 0.60425 | 1
ALL | TB | 17.27 | 0.19012 | 0.60439 | 1
ALL | TB | 17.28 | 0.19063 | 0.60472 | 5
ALL | TB | 17.31 | 0.19073 | 0.6053 | 1
ALL | TB | 17.32 | 0.19083 | 0.6053 | 1
ALL | TB | 17.33 | 0.19093 | 0.60531 | 1
ALL | TB | 17.34 | 0.19104 | 0.60531 | 1
ALL | TB | 17.35 | 0.19114 | 0.60532 | 1
ALL | TB | 17.37 | 0.19134 | 0.60553 | 2
ALL | TB | 17.39 | 0.19165 | 0.60566 | 3
ALL | TB | 17.4 | 0.19175 | 0.60702 | 1
ALL | TB | 17.41 | 0.19185 | 0.60702 | 1
ALL | TB | 17.42 | 0.19195 | 0.6071 | 1
ALL | TB | 17.44 | 0.19216 | 0.60737 | 2
ALL | TB | 17.45 | 0.19298 | 0.60881 | 8
ALL | TB | 17.46 | 0.19308 | 0.60909 | 1
ALL | TB | 17.47 | 0.19319 | 0.60911 | 1
ALL | TB | 17.48 | 0.19339 | 0.60921 | 2
ALL | TB | 17.49 | 0.19349 | 0.60922 | 1
ALL | TB | 17.52 | 0.1936 | 0.60923 | 1
ALL | TB | 17.53 | 0.1938 | 0.60924 | 2
ALL | TB | 17.54 | 0.19432 | 0.60939 | 5
ALL | TB | 17.55 | 0.19452 | 0.60941 | 2
ALL | TB | 17.56 | 0.19463 | 0.60942 | 1
ALL | TB | 17.59 | 0.19473 | 0.60942 | 1
ALL | TB | 17.61 | 0.19483 | 0.60942 | 1
ALL | TB | 17.62 | 0.19515 | 0.60998 | 3
ALL | TB | 17.64 | 0.19535 | 0.61007 | 2
ALL | TB | 17.65 | 0.19639 | 0.61016 | 10
ALL | TB | 17.69 | 0.19649 | 0.61018 | 1
ALL | TB | 17.7 | 0.1966 | 0.61029 | 1
ALL | TB | 17.71 | 0.19681 | 0.6103 | 2
ALL | TB | 17.72 | 0.19712 | 0.61208 | 3
ALL | TB | 17.73 | 0.19722 | 0.61209 | 1
ALL | TB | 17.75 | 0.19743 | 0.61264 | 2
ALL | TB | 17.76 | 0.19754 | 0.61265 | 1
ALL | TB | 17.79 | 0.19764 | 0.61306 | 1
ALL | TB | 17.8 | 0.19774 | 0.61306 | 1
ALL | TB | 17.81 | 0.19785 | 0.61307 | 1
ALL | TB | 17.82 | 0.19806 | 0.61341 | 2
ALL | TB | 17.83 | 0.19858 | 0.61373 | 5
ALL | TB | 17.84 | 0.19879 | 0.6141 | 2
ALL | TB | 17.85 | 0.199 | 0.61436 | 2
ALL | TB | 17.86 | 0.19921 | 0.61561 | 2
ALL | TB | 17.87 | 0.19932 | 0.61562 | 1
ALL | TB | 17.88 | 0.19995 | 0.61608 | 6
ALL | TB | 17.9 | 0.20016 | 0.61668 | 2
ALL | TB | 17.93 | 0.20026 | 0.61669 | 1
ALL | TB | 17.96 | 0.20037 | 0.6172 | 1
ALL | TB | 17.98 | 0.201 | 0.61734 | 6
ALL | TB | 17.99 | 0.20121 | 0.61817 | 2
ALL | TB | 18 | 0.20153 | 0.61843 | 3
ALL | TB | 18.01 | 0.20164 | 0.61843 | 1
ALL | TB | 18.04 | 0.20174 | 0.61843 | 1
ALL | TB | 18.05 | 0.20196 | 0.61876 | 2
ALL | TB | 18.06 | 0.20206 | 0.61885 | 1
ALL | TB | 18.09 | 0.20217 | 0.6191 | 1
ALL | TB | 18.11 | 0.20259 | 0.61912 | 4
ALL | TB | 18.12 | 0.2027 | 0.61912 | 1
ALL | TB | 18.13 | 0.20291 | 0.61913 | 2
ALL | TB | 18.1527 | 0.20302 | 0.61915 | 1
ALL | TB | 18.16 | 0.20313 | 0.61916 | 1
ALL | TB | 18.17 | 0.20323 | 0.61918 | 1
ALL | TB | 18.18 | 0.20334 | 0.61919 | 1
ALL | TB | 18.22 | 0.20355 | 0.61939 | 2
ALL | TB | 18.23 | 0.20377 | 0.61945 | 2
ALL | TB | 18.24 | 0.20388 | 0.61952 | 1
ALL | TB | 18.26 | 0.20452 | 0.61973 | 6
ALL | TB | 18.27 | 0.20484 | 0.62074 | 3
ALL | TB | 18.28 | 0.20495 | 0.62075 | 1
ALL | TB | 18.29 | 0.20516 | 0.62104 | 2
ALL | TB | 18.34 | 0.20613 | 0.62107 | 9
ALL | TB | 18.36 | 0.20624 | 0.62108 | 1
ALL | TB | 18.37 | 0.20635 | 0.62109 | 1
ALL | TB | 18.38 | 0.20646 | 0.62113 | 1
ALL | TB | 18.4 | 0.20667 | 0.62132 | 2
ALL | TB | 18.41 | 0.20678 | 0.62206 | 1
ALL | TB | 18.42 | 0.20689 | 0.62206 | 1
ALL | TB | 18.43 | 0.207 | 0.6225 | 1
ALL | TB | 18.44 | 0.20711 | 0.62254 | 1
ALL | TB | 18.45 | 0.20722 | 0.62255 | 1
ALL | TB | 18.46 | 0.20732 | 0.62256 | 1
ALL | TB | 18.48 | 0.20754 | 0.62257 | 2
ALL | TB | 18.5 | 0.20765 | 0.62275 | 1
ALL | TB | 18.51 | 0.20787 | 0.62287 | 2
ALL | TB | 18.52 | 0.20798 | 0.62288 | 1
ALL | TB | 18.53 | 0.20809 | 0.62288 | 1
ALL | TB | 18.54 | 0.2083 | 0.62385 | 2
ALL | TB | 18.55 | 0.20841 | 0.62385 | 1
ALL | TB | 18.56 | 0.20852 | 0.62385 | 1
ALL | TB | 18.58 | 0.20863 | 0.62509 | 1
ALL | TB | 18.59 | 0.20885 | 0.6251 | 2
ALL | TB | 18.61 | 0.20896 | 0.62529 | 1
ALL | TB | 18.63 | 0.20918 | 0.62538 | 2
ALL | TB | 18.64 | 0.20929 | 0.62539 | 1
ALL | TB | 18.65 | 0.2094 | 0.62641 | 1
ALL | TB | 18.67 | 0.20962 | 0.62643 | 2
ALL | TB | 18.69 | 0.20995 | 0.62783 | 3
ALL | TB | 18.7 | 0.21006 | 0.62783 | 1
ALL | TB | 18.71 | 0.21017 | 0.62784 | 1
ALL | TB | 18.72 | 0.21039 | 0.62804 | 2
ALL | TB | 18.74 | 0.2105 | 0.62805 | 1
ALL | TB | 18.75 | 0.21083 | 0.62827 | 3
ALL | TB | 18.78 | 0.21105 | 0.62828 | 2
ALL | TB | 18.79 | 0.21138 | 0.62829 | 3
ALL | TB | 18.81 | 0.21182 | 0.62844 | 4
ALL | TB | 18.84 | 0.21204 | 0.62877 | 2
ALL | TB | 18.88 | 0.21215 | 0.62901 | 1
ALL | TB | 18.9 | 0.21226 | 0.62901 | 1
ALL | TB | 18.91 | 0.21238 | 0.62902 | 1
ALL | TB | 18.92 | 0.21249 | 0.62906 | 1
ALL | TB | 18.93 | 0.21293 | 0.62986 | 4
ALL | TB | 18.94 | 0.21304 | 0.62987 | 1
ALL | TB | 18.97 | 0.21315 | 0.62988 | 1
ALL | TB | 18.98 | 0.21349 | 0.63005 | 3
ALL | TB | 18.99 | 0.21371 | 0.63006 | 2
ALL | TB | 19 | 0.21394 | 0.6306 | 2
ALL | TB | 19.04 | 0.21416 | 0.63123 | 2
ALL | TB | 19.05 | 0.21427 | 0.63123 | 1
ALL | TB | 19.07 | 0.2145 | 0.63124 | 2
ALL | TB | 19.1 | 0.21472 | 0.63138 | 2
ALL | TB | 19.11 | 0.21494 | 0.63139 | 2
ALL | TB | 19.15 | 0.21506 | 0.63139 | 1
ALL | TB | 19.16 | 0.21517 | 0.6316 | 1
ALL | TB | 19.17 | 0.2154 | 0.6316 | 2
ALL | TB | 19.18 | 0.21585 | 0.63165 | 4
ALL | TB | 19.2 | 0.21607 | 0.63165 | 2
ALL | TB | 19.21 | 0.2163 | 0.6317 | 2
ALL | TB | 19.23 | 0.21641 | 0.63177 | 1
ALL | TB | 19.25 | 0.21732 | 0.63188 | 8
ALL | TB | 19.27 | 0.21743 | 0.63189 | 1
ALL | TB | 19.32 | 0.21754 | 0.63191 | 1
ALL | TB | 19.33 | 0.21788 | 0.63193 | 3
ALL | TB | 19.34 | 0.218 | 0.63193 | 1
ALL | TB | 19.35 | 0.21811 | 0.63198 | 1
ALL | TB | 19.36 | 0.21845 | 0.632 | 3
ALL | TB | 19.37 | 0.21857 | 0.63201 | 1
ALL | TB | 19.4 | 0.21879 | 0.63212 | 2
ALL | TB | 19.41 | 0.21891 | 0.63215 | 1
ALL | TB | 19.43 | 0.21902 | 0.63217 | 1
ALL | TB | 19.44 | 0.21925 | 0.63269 | 2
ALL | TB | 19.47 | 0.21936 | 0.6327 | 1
ALL | TB | 19.49 | 0.21971 | 0.63303 | 3
ALL | TB | 19.5 | 0.21982 | 0.63304 | 1
ALL | TB | 19.51 | 0.21994 | 0.63304 | 1
ALL | TB | 19.52 | 0.22017 | 0.63397 | 2
ALL | TB | 19.53 | 0.22063 | 0.6342 | 4
ALL | TB | 19.54 | 0.22097 | 0.63483 | 3
ALL | TB | 19.55 | 0.22109 | 0.63484 | 1
ALL | TB | 19.56 | 0.2212 | 0.63485 | 1
ALL | TB | 19.57 | 0.22143 | 0.635 | 2
ALL | TB | 19.6 | 0.22155 | 0.63514 | 1
ALL | TB | 19.61 | 0.22189 | 0.63516 | 3
ALL | TB | 19.62 | 0.22201 | 0.63516 | 1
ALL | TB | 19.63 | 0.22224 | 0.63519 | 2
ALL | TB | 19.64 | 0.22235 | 0.63549 | 1
ALL | TB | 19.65 | 0.22247 | 0.6355 | 1
ALL | TB | 19.66 | 0.22258 | 0.63554 | 1
ALL | TB | 19.7 | 0.2227 | 0.63554 | 1
ALL | TB | 19.71 | 0.22293 | 0.63555 | 2
ALL | TB | 19.72 | 0.22305 | 0.63562 | 1
ALL | TB | 19.73 | 0.2256 | 0.63593 | 22
ALL | TB | 19.74 | 0.22571 | 0.63595 | 1
ALL | TB | 19.75 | 0.22606 | 0.63612 | 3
ALL | TB | 19.76 | 0.22629 | 0.63788 | 2
ALL | TB | 19.77 | 0.22664 | 0.63817 | 3
ALL | TB | 19.78 | 0.22688 | 0.63819 | 2
ALL | TB | 19.82 | 0.22699 | 0.63834 | 1
ALL | TB | 19.8292 | 0.22711 | 0.63834 | 1
ALL | TB | 19.84 | 0.22734 | 0.63841 | 2
ALL | TB | 19.85 | 0.22746 | 0.63841 | 1
ALL | TB | 19.88 | 0.22758 | 0.63842 | 1
ALL | TB | 19.89 | 0.22793 | 0.63945 | 3
ALL | TB | 19.91 | 0.22816 | 0.63987 | 2
ALL | TB | 19.9111 | 0.22828 | 0.63989 | 1
ALL | TB | 19.93 | 0.22839 | 0.63989 | 1
ALL | TB | 19.94 | 0.22851 | 0.63989 | 1
ALL | TB | 19.95 | 0.22875 | 0.6399 | 2
ALL | TB | 19.97 | 0.22886 | 0.63995 | 1
ALL | TB | 19.98 | 0.22898 | 0.63997 | 1
ALL | TB | 19.99 | 0.22922 | 0.64036 | 2
ALL | TB | 20 | 0.22933 | 0.64037 | 1
ALL | TB | 20.0152 | 0.22945 | 0.64037 | 1
ALL | TB | 20.02 | 0.22969 | 0.64038 | 2
ALL | TB | 20.03 | 0.23004 | 0.64048 | 3
ALL | TB | 20.0318 | 0.23016 | 0.64048 | 1
ALL | TB | 20.04 | 0.23051 | 0.641 | 3
ALL | TB | 20.06 | 0.23098 | 0.64104 | 4
ALL | TB | 20.0875 | 0.2311 | 0.6411 | 1
ALL | TB | 20.09 | 0.23122 | 0.64111 | 1
ALL | TB | 20.11 | 0.23157 | 0.64161 | 3
ALL | TB | 20.12 | 0.23193 | 0.64381 | 3
ALL | TB | 20.13 | 0.23205 | 0.64386 | 1
ALL | TB | 20.16 | 0.23216 | 0.64397 | 1
ALL | TB | 20.17 | 0.23228 | 0.64397 | 1
ALL | TB | 20.18 | 0.23264 | 0.64411 | 3
ALL | TB | 20.2 | 0.23288 | 0.64425 | 2
ALL | TB | 20.21 | 0.23299 | 0.64441 | 1
ALL | TB | 20.22 | 0.23311 | 0.64454 | 1
ALL | TB | 20.23 | 0.23323 | 0.64454 | 1
ALL | TB | 20.24 | 0.23335 | 0.64457 | 1
ALL | TB | 20.25 | 0.23359 | 0.64458 | 2
ALL | TB | 20.26 | 0.23371 | 0.64459 | 1
ALL | TB | 20.27 | 0.23383 | 0.64461 | 1
ALL | TB | 20.28 | 0.23395 | 0.64462 | 1
ALL | TB | 20.3 | 0.23407 | 0.64463 | 1
ALL | TB | 20.31 | 0.2343 | 0.64488 | 2
ALL | TB | 20.3137 | 0.23442 | 0.64489 | 1
ALL | TB | 20.32 | 0.2349 | 0.6449 | 4
ALL | TB | 20.33 | 0.23502 | 0.64491 | 1
ALL | TB | 20.34 | 0.23514 | 0.64492 | 1
ALL | TB | 20.36 | 0.23526 | 0.64633 | 1
ALL | TB | 20.37 | 0.2355 | 0.64635 | 2
ALL | TB | 20.38 | 0.23562 | 0.64635 | 1
ALL | TB | 20.39 | 0.23574 | 0.64636 | 1
ALL | TB | 20.4 | 0.23598 | 0.64637 | 2
ALL | TB | 20.41 | 0.2361 | 0.64638 | 1
ALL | TB | 20.45 | 0.23646 | 0.64918 | 3
ALL | TB | 20.48 | 0.23658 | 0.64926 | 1
ALL | TB | 20.49 | 0.2367 | 0.64937 | 1
ALL | TB | 20.53 | 0.23682 | 0.64942 | 1
ALL | TB | 20.55 | 0.23694 | 0.64942 | 1
ALL | TB | 20.56 | 0.2373 | 0.64947 | 3
ALL | TB | 20.58 | 0.23743 | 0.64948 | 1
ALL | TB | 20.59 | 0.23755 | 0.64948 | 1
ALL | TB | 20.61 | 0.23767 | 0.64949 | 1
ALL | TB | 20.63 | 0.23779 | 0.64988 | 1
ALL | TB | 20.64 | 0.23815 | 0.65017 | 3
ALL | TB | 20.65 | 0.2384 | 0.65026 | 2
ALL | TB | 20.68 | 0.23852 | 0.65165 | 1
ALL | TB | 20.7 | 0.23876 | 0.65169 | 2
ALL | TB | 20.71 | 0.23888 | 0.65169 | 1
ALL | TB | 20.73 | 0.239 | 0.65224 | 1
ALL | TB | 20.74 | 0.23913 | 0.65225 | 1
ALL | TB | 20.76 | 0.23925 | 0.65225 | 1
ALL | TB | 20.77 | 0.23974 | 0.65233 | 4
ALL | TB | 20.78 | 0.23998 | 0.65234 | 2
ALL | TB | 20.8 | 0.2401 | 0.65262 | 1
ALL | TB | 20.83 | 0.24022 | 0.65263 | 1
ALL | TB | 20.8377 | 0.24035 | 0.65266 | 1
ALL | TB | 20.86 | 0.2417 | 0.65325 | 11
ALL | TB | 20.87 | 0.24194 | 0.65328 | 2
ALL | TB | 20.88 | 0.24231 | 0.65371 | 3
ALL | TB | 20.9 | 0.24268 | 0.65375 | 3
ALL | TB | 20.91 | 0.2428 | 0.65375 | 1
ALL | TB | 20.92 | 0.24354 | 0.65389 | 6
ALL | TB | 20.94 | 0.24366 | 0.65403 | 1
ALL | TB | 20.95 | 0.24403 | 0.6547 | 3
ALL | TB | 20.97 | 0.24415 | 0.6547 | 1
ALL | TB | 21 | 0.2444 | 0.65472 | 2
ALL | TB | 21.01 | 0.24465 | 0.65496 | 2
ALL | TB | 21.02 | 0.24502 | 0.65521 | 3
ALL | TB | 21.03 | 0.24551 | 0.65538 | 4
ALL | TB | 21.05 | 0.24588 | 0.6554 | 3
ALL | TB | 21.06 | 0.24601 | 0.65558 | 1
ALL | TB | 21.08 | 0.24613 | 0.65772 | 1
ALL | TB | 21.09 | 0.24638 | 0.65792 | 2
ALL | TB | 21.1 | 0.2465 | 0.65793 | 1
ALL | TB | 21.12 | 0.24663 | 0.65793 | 1
ALL | TB | 21.14 | 0.24675 | 0.65833 | 1
ALL | TB | 21.15 | 0.24688 | 0.65833 | 1
ALL | TB | 21.17 | 0.248 | 0.6587 | 9
ALL | TB | 21.19 | 0.24812 | 0.6587 | 1
ALL | TB | 21.2 | 0.24837 | 0.65872 | 2
ALL | TB | 21.21 | 0.24849 | 0.65957 | 1
ALL | TB | 21.22 | 0.24862 | 0.65958 | 1
ALL | TB | 21.24 | 0.24924 | 0.65965 | 5
ALL | TB | 21.27 | 0.24974 | 0.65969 | 4
ALL | TB | 21.28 | 0.24987 | 0.65969 | 1
ALL | TB | 21.29 | 0.25012 | 0.65973 | 2
ALL | TB | 21.31 | 0.25037 | 0.66036 | 2
ALL | TB | 21.32 | 0.25049 | 0.66128 | 1
ALL | TB | 21.33 | 0.25112 | 0.66151 | 5
ALL | TB | 21.34 | 0.25125 | 0.66151 | 1
ALL | TB | 21.35 | 0.25137 | 0.66152 | 1
ALL | TB | 21.36 | 0.2515 | 0.66153 | 1
ALL | TB | 21.39 | 0.25162 | 0.66153 | 1
ALL | TB | 21.4 | 0.25175 | 0.66153 | 1
ALL | TB | 21.4218 | 0.25187 | 0.66157 | 1
ALL | TB | 21.44 | 0.252 | 0.66158 | 1
ALL | TB | 21.46 | 0.25213 | 0.66163 | 1
ALL | TB | 21.47 | 0.25251 | 0.663 | 3
ALL | TB | 21.48 | 0.25352 | 0.66367 | 8
ALL | TB | 21.5 | 0.25389 | 0.6639 | 3
ALL | TB | 21.51 | 0.25402 | 0.6639 | 1
ALL | TB | 21.52 | 0.25415 | 0.66427 | 1
ALL | TB | 21.55 | 0.25427 | 0.66428 | 1
ALL | TB | 21.56 | 0.2544 | 0.66428 | 1
ALL | TB | 21.57 | 0.25491 | 0.66436 | 4
ALL | TB | 21.58 | 0.25503 | 0.66437 | 1
ALL | TB | 21.59 | 0.25529 | 0.66545 | 2
ALL | TB | 21.6 | 0.25541 | 0.66546 | 1
ALL | TB | 21.61 | 0.25592 | 0.66549 | 4
ALL | TB | 21.63 | 0.25618 | 0.66623 | 2
ALL | TB | 21.64 | 0.25643 | 0.66624 | 2
ALL | TB | 21.67 | 0.25656 | 0.66744 | 1
ALL | TB | 21.68 | 0.25669 | 0.66764 | 1
ALL | TB | 21.7 | 0.25694 | 0.66805 | 2
ALL | TB | 21.734 | 0.25707 | 0.66809 | 1
ALL | TB | 21.74 | 0.25732 | 0.66811 | 2
ALL | TB | 21.75 | 0.25758 | 0.66914 | 2
ALL | TB | 21.7598 | 0.25771 | 0.66915 | 1
ALL | TB | 21.7882 | 0.25784 | 0.66916 | 1
ALL | TB | 21.79 | 0.25809 | 0.66921 | 2
ALL | TB | 21.8 | 0.25822 | 0.66922 | 1
ALL | TB | 21.81 | 0.25848 | 0.66922 | 2
ALL | TB | 21.85 | 0.25861 | 0.66923 | 1
ALL | TB | 21.86 | 0.25873 | 0.66924 | 1
ALL | TB | 21.88 | 0.25899 | 0.66925 | 2
ALL | TB | 21.89 | 0.25925 | 0.66945 | 2
ALL | TB | 21.9 | 0.25963 | 0.67008 | 3
ALL | TB | 21.91 | 0.25989 | 0.6701 | 2
ALL | TB | 21.93 | 0.26015 | 0.67011 | 2
ALL | TB | 21.95 | 0.26041 | 0.67067 | 2
ALL | TB | 21.96 | 0.26054 | 0.67069 | 1
ALL | TB | 21.97 | 0.26079 | 0.67073 | 2
ALL | TB | 21.99 | 0.26105 | 0.67138 | 2
ALL | TB | 22 | 0.26338 | 0.67193 | 18
ALL | TB | 22.03 | 0.26364 | 0.67194 | 2
ALL | TB | 22.04 | 0.26377 | 0.67201 | 1
ALL | TB | 22.05 | 0.2639 | 0.67203 | 1
ALL | TB | 22.07 | 0.26494 | 0.67206 | 8
ALL | TB | 22.08 | 0.26571 | 0.67247 | 6
ALL | TB | 22.09 | 0.26584 | 0.67249 | 1
ALL | TB | 22.0911 | 0.26597 | 0.67256 | 1
ALL | TB | 22.11 | 0.26623 | 0.67259 | 2
ALL | TB | 22.14 | 0.26636 | 0.67284 | 1
ALL | TB | 22.15 | 0.26649 | 0.67284 | 1
ALL | TB | 22.18 | 0.26662 | 0.67285 | 1
ALL | TB | 22.19 | 0.26689 | 0.67285 | 2
ALL | TB | 22.21 | 0.26728 | 0.67288 | 3
ALL | TB | 22.2116 | 0.26741 | 0.67289 | 1
ALL | TB | 22.22 | 0.26754 | 0.6729 | 1
ALL | TB | 22.26 | 0.26793 | 0.67291 | 3
ALL | TB | 22.28 | 0.26806 | 0.67292 | 1
ALL | TB | 22.29 | 0.26819 | 0.67412 | 1
ALL | TB | 22.3 | 0.26845 | 0.67413 | 2
ALL | TB | 22.31 | 0.26911 | 0.6742 | 5
ALL | TB | 22.33 | 0.2695 | 0.67427 | 3
ALL | TB | 22.34 | 0.26964 | 0.67427 | 1
ALL | TB | 22.35 | 0.26977 | 0.67427 | 1
ALL | TB | 22.37 | 0.27003 | 0.67529 | 2
ALL | TB | 22.38 | 0.27016 | 0.67529 | 1
ALL | TB | 22.39 | 0.27029 | 0.6753 | 1
ALL | TB | 22.4 | 0.27042 | 0.67555 | 1
ALL | TB | 22.41 | 0.27056 | 0.67567 | 1
ALL | TB | 22.42 | 0.27069 | 0.67672 | 1
ALL | TB | 22.44 | 0.27082 | 0.677 | 1
ALL | TB | 22.45 | 0.27108 | 0.67725 | 2
ALL | TB | 22.47 | 0.27148 | 0.67752 | 3
ALL | TB | 22.51 | 0.27161 | 0.67759 | 1
ALL | TB | 22.52 | 0.27174 | 0.67761 | 1
ALL | TB | 22.54 | 0.27188 | 0.67816 | 1
ALL | TB | 22.55 | 0.27201 | 0.67817 | 1
ALL | TB | 22.57 | 0.27227 | 0.67899 | 2
ALL | TB | 22.58 | 0.27281 | 0.67901 | 4
ALL | TB | 22.59 | 0.27294 | 0.67916 | 1
ALL | TB | 22.6 | 0.27347 | 0.67929 | 4
ALL | TB | 22.61 | 0.27387 | 0.68001 | 3
ALL | TB | 22.62 | 0.274 | 0.68002 | 1
ALL | TB | 22.64 | 0.27427 | 0.68032 | 2
ALL | TB | 22.65 | 0.27467 | 0.68035 | 3
ALL | TB | 22.66 | 0.27507 | 0.68058 | 3
ALL | TB | 22.667 | 0.2752 | 0.68059 | 1
ALL | TB | 22.67 | 0.27587 | 0.68127 | 5
ALL | TB | 22.68 | 0.276 | 0.68269 | 1
ALL | TB | 22.7 | 0.27613 | 0.68269 | 1
ALL | TB | 22.73 | 0.27667 | 0.68482 | 4
ALL | TB | 22.75 | 0.2768 | 0.68543 | 1
ALL | TB | 22.77 | 0.27693 | 0.68583 | 1
ALL | TB | 22.78 | 0.27707 | 0.68674 | 1
ALL | TB | 22.8 | 0.2776 | 0.68688 | 4
ALL | TB | 22.81 | 0.27774 | 0.68696 | 1
ALL | TB | 22.82 | 0.27787 | 0.68696 | 1
ALL | TB | 22.83 | 0.27801 | 0.68697 | 1
ALL | TB | 22.84 | 0.27814 | 0.68697 | 1
ALL | TB | 22.87 | 0.27881 | 0.68715 | 5
ALL | TB | 22.88 | 0.27908 | 0.68716 | 2
ALL | TB | 22.89 | 0.27922 | 0.6872 | 1
ALL | TB | 22.9087 | 0.27935 | 0.68723 | 1
ALL | TB | 22.91 | 0.27949 | 0.68723 | 1
ALL | TB | 22.92 | 0.28029 | 0.68744 | 6
ALL | TB | 22.94 | 0.2807 | 0.68745 | 3
ALL | TB | 22.95 | 0.28083 | 0.68767 | 1
ALL | TB | 22.96 | 0.28124 | 0.68956 | 3
ALL | TB | 22.97 | 0.28137 | 0.68963 | 1
ALL | TB | 22.98 | 0.28164 | 0.68998 | 2
ALL | TB | 22.99 | 0.28191 | 0.69046 | 2
ALL | TB | 23 | 0.28205 | 0.6905 | 1
ALL | TB | 23.01 | 0.28218 | 0.69051 | 1
ALL | TB | 23.02 | 0.28232 | 0.69061 | 1
ALL | TB | 23.05 | 0.28245 | 0.69062 | 1
ALL | TB | 23.06 | 0.28259 | 0.69126 | 1
ALL | TB | 23.07 | 0.28327 | 0.6914 | 5
ALL | TB | 23.08 | 0.28354 | 0.69143 | 2
ALL | TB | 23.1 | 0.28367 | 0.69149 | 1
ALL | TB | 23.12 | 0.28381 | 0.6915 | 1
ALL | TB | 23.13 | 0.28395 | 0.6915 | 1
ALL | TB | 23.15 | 0.28408 | 0.69156 | 1
ALL | TB | 23.16 | 0.28422 | 0.69156 | 1
ALL | TB | 23.19 | 0.2849 | 0.69192 | 5
ALL | TB | 23.2 | 0.28531 | 0.69202 | 3
ALL | TB | 23.22 | 0.28545 | 0.69202 | 1
ALL | TB | 23.23 | 0.28558 | 0.69204 | 1
ALL | TB | 23.24 | 0.28585 | 0.69205 | 2
ALL | TB | 23.25 | 0.28613 | 0.69206 | 2
ALL | TB | 23.27 | 0.28626 | 0.69207 | 1
ALL | TB | 23.29 | 0.2864 | 0.69207 | 1
ALL | TB | 23.3 | 0.28681 | 0.69219 | 3
ALL | TB | 23.31 | 0.28709 | 0.6922 | 2
ALL | TB | 23.34 | 0.28736 | 0.69222 | 2
ALL | TB | 23.35 | 0.28942 | 0.69243 | 15
ALL | TB | 23.36 | 0.28956 | 0.69245 | 1
ALL | TB | 23.38 | 0.28969 | 0.69246 | 1
ALL | TB | 23.39 | 0.29011 | 0.69257 | 3
ALL | TB | 23.4 | 0.29038 | 0.69261 | 2
ALL | TB | 23.41 | 0.29066 | 0.69267 | 2
ALL | TB | 23.42 | 0.29093 | 0.69271 | 2
ALL | TB | 23.43 | 0.29134 | 0.69274 | 3
ALL | TB | 23.45 | 0.29162 | 0.69275 | 2
ALL | TB | 23.47 | 0.2919 | 0.69296 | 2
ALL | TB | 23.48 | 0.29231 | 0.69428 | 3
ALL | TB | 23.5 | 0.29245 | 0.69429 | 1
ALL | TB | 23.52 | 0.29272 | 0.69469 | 2
ALL | TB | 23.55 | 0.29314 | 0.69495 | 3
ALL | TB | 23.56 | 0.29356 | 0.69497 | 3
ALL | TB | 23.58 | 0.29369 | 0.69497 | 1
ALL | TB | 23.59 | 0.29383 | 0.69523 | 1
ALL | TB | 23.6 | 0.29411 | 0.69525 | 2
ALL | TB | 23.61 | 0.29425 | 0.69525 | 1
ALL | TB | 23.62 | 0.29453 | 0.69526 | 2
ALL | TB | 23.64 | 0.29467 | 0.69527 | 1
ALL | TB | 23.65 | 0.29494 | 0.69528 | 2
ALL | TB | 23.66 | 0.29508 | 0.69551 | 1
ALL | TB | 23.67 | 0.29522 | 0.69551 | 1
ALL | TB | 23.68 | 0.29536 | 0.69559 | 1
ALL | TB | 23.7 | 0.2955 | 0.69559 | 1
ALL | TB | 23.71 | 0.29564 | 0.6956 | 1
ALL | TB | 23.72 | 0.29578 | 0.69561 | 1
ALL | TB | 23.73 | 0.2962 | 0.69564 | 3
ALL | TB | 23.74 | 0.29634 | 0.69566 | 1
ALL | TB | 23.75 | 0.29648 | 0.69581 | 1
ALL | TB | 23.77 | 0.29662 | 0.69586 | 1
ALL | TB | 23.8 | 0.29676 | 0.69587 | 1
ALL | TB | 23.81 | 0.2969 | 0.69587 | 1
ALL | TB | 23.84 | 0.29704 | 0.69588 | 1
ALL | TB | 23.85 | 0.29732 | 0.69591 | 2
ALL | TB | 23.86 | 0.2976 | 0.69592 | 2
ALL | TB | 23.88 | 0.29774 | 0.69644 | 1
ALL | TB | 23.89 | 0.29788 | 0.69645 | 1
ALL | TB | 23.9 | 0.29816 | 0.69655 | 2
ALL | TB | 23.93 | 0.2983 | 0.69655 | 1
ALL | TB | 23.94 | 0.29844 | 0.69658 | 1
ALL | TB | 23.96 | 0.29858 | 0.69659 | 1
ALL | TB | 23.98 | 0.299 | 0.6966 | 3
ALL | TB | 23.99 | 0.29914 | 0.6966 | 1
ALL | TB | 24.01 | 0.29929 | 0.69661 | 1
ALL | TB | 24.03 | 0.29971 | 0.69793 | 3
ALL | TB | 24.04 | 0.29985 | 0.69794 | 1
ALL | TB | 24.07 | 0.29999 | 0.69799 | 1
ALL | TB | 24.08 | 0.30013 | 0.698 | 1
ALL | TB | 24.1 | 0.30056 | 0.69931 | 3
ALL | TB | 24.11 | 0.3007 | 0.69931 | 1
ALL | TB | 24.13 | 0.30084 | 0.69934 | 1
ALL | TB | 24.16 | 0.30113 | 0.69942 | 2
ALL | TB | 24.19 | 0.30127 | 0.69943 | 1
ALL | TB | 24.25 | 0.3017 | 0.69945 | 3
ALL | TB | 24.259 | 0.30184 | 0.69949 | 1
ALL | TB | 24.26 | 0.30212 | 0.6995 | 2
ALL | TB | 24.27 | 0.30312 | 0.69961 | 7
ALL | TB | 24.32 | 0.30341 | 0.69988 | 2
ALL | TB | 24.33 | 0.30369 | 0.6999 | 2
ALL | TB | 24.34 | 0.30384 | 0.69991 | 1
ALL | TB | 24.35 | 0.30555 | 0.7001 | 12
ALL | TB | 24.3716 | 0.3057 | 0.70012 | 1
ALL | TB | 24.38 | 0.30613 | 0.70066 | 3
ALL | TB | 24.3863 | 0.30627 | 0.70067 | 1
ALL | TB | 24.39 | 0.30656 | 0.70133 | 2
ALL | TB | 24.41 | 0.3067 | 0.70134 | 1
ALL | TB | 24.43 | 0.30684 | 0.70134 | 1
ALL | TB | 24.44 | 0.30699 | 0.7014 | 1
ALL | TB | 24.46 | 0.30727 | 0.70142 | 2
ALL | TB | 24.47 | 0.30742 | 0.70142 | 1
ALL | TB | 24.49 | 0.30771 | 0.7024 | 2
ALL | TB | 24.5 | 0.30785 | 0.70245 | 1
ALL | TB | 24.51 | 0.30843 | 0.70271 | 4
ALL | TB | 24.5253 | 0.30857 | 0.70272 | 1
ALL | TB | 24.53 | 0.30886 | 0.70311 | 2
ALL | TB | 24.54 | 0.30929 | 0.70439 | 3
ALL | TB | 24.57 | 0.30944 | 0.70448 | 1
ALL | TB | 24.5715 | 0.30958 | 0.7045 | 1
ALL | TB | 24.58 | 0.30972 | 0.70451 | 1
ALL | TB | 24.59 | 0.3103 | 0.70453 | 4
ALL | TB | 24.61 | 0.31074 | 0.70458 | 3
ALL | TB | 24.63 | 0.31103 | 0.70664 | 2
ALL | TB | 24.64 | 0.31132 | 0.70666 | 2
ALL | TB | 24.65 | 0.31146 | 0.70744 | 1
ALL | TB | 24.67 | 0.31161 | 0.70767 | 1
ALL | TB | 24.68 | 0.3119 | 0.70772 | 2
ALL | TB | 24.7 | 0.31204 | 0.70772 | 1
ALL | TB | 24.74 | 0.31248 | 0.70774 | 3
ALL | TB | 24.75 | 0.31277 | 0.7079 | 2
ALL | TB | 24.76 | 0.3132 | 0.70798 | 3
ALL | TB | 24.77 | 0.3135 | 0.70854 | 2
ALL | TB | 24.774 | 0.31364 | 0.70871 | 1
ALL | TB | 24.78 | 0.31379 | 0.70871 | 1
ALL | TB | 24.79 | 0.31393 | 0.70872 | 1
ALL | TB | 24.81 | 0.31408 | 0.70873 | 1
ALL | TB | 24.83 | 0.31422 | 0.70873 | 1
ALL | TB | 24.84 | 0.31437 | 0.70874 | 1
ALL | TB | 24.86 | 0.31452 | 0.70875 | 1
ALL | TB | 24.87 | 0.31525 | 0.70881 | 5
ALL | TB | 24.88 | 0.31554 | 0.70882 | 2
ALL | TB | 24.89 | 0.31569 | 0.70882 | 1
ALL | TB | 24.9 | 0.31627 | 0.70885 | 4
ALL | TB | 24.91 | 0.31656 | 0.70886 | 2
ALL | TB | 24.92 | 0.31671 | 0.70887 | 1
ALL | TB | 24.95 | 0.31686 | 0.70887 | 1
ALL | TB | 24.97 | 0.317 | 0.70887 | 1
ALL | TB | 24.98 | 0.31744 | 0.70895 | 3
ALL | TB | 25 | 0.31774 | 0.70904 | 2
ALL | TB | 25.01 | 0.31803 | 0.70904 | 2
ALL | TB | 25.02 | 0.31862 | 0.7091 | 4
ALL | TB | 25.03 | 0.31906 | 0.70938 | 3
ALL | TB | 25.04 | 0.31921 | 0.70976 | 1
ALL | TB | 25.06 | 0.31936 | 0.70989 | 1
ALL | TB | 25.08 | 0.3195 | 0.70993 | 1
ALL | TB | 25.09 | 0.31965 | 0.71034 | 1
ALL | TB | 25.11 | 0.31995 | 0.71036 | 2
ALL | TB | 25.12 | 0.32009 | 0.71065 | 1
ALL | TB | 25.13 | 0.32024 | 0.71065 | 1
ALL | TB | 25.14 | 0.32039 | 0.71074 | 1
ALL | TB | 25.17 | 0.32054 | 0.71075 | 1
ALL | TB | 25.1705 | 0.32068 | 0.71079 | 1
ALL | TB | 25.18 | 0.32083 | 0.7108 | 1
ALL | TB | 25.21 | 0.32128 | 0.71092 | 3
ALL | TB | 25.28 | 0.32143 | 0.71092 | 1
ALL | TB | 25.29 | 0.32797 | 0.71255 | 44
ALL | TB | 25.3199 | 0.32811 | 0.71256 | 1
ALL | TB | 25.32 | 0.32826 | 0.71256 | 1
ALL | TB | 25.34 | 0.32841 | 0.71256 | 1
ALL | TB | 25.36 | 0.32856 | 0.71257 | 1
ALL | TB | 25.38 | 0.32871 | 0.71258 | 1
ALL | TB | 25.4 | 0.32886 | 0.71262 | 1
ALL | TB | 25.41 | 0.3305 | 0.7141 | 11
ALL | TB | 25.42 | 0.3308 | 0.71411 | 2
ALL | TB | 25.44 | 0.33499 | 0.71434 | 28
ALL | TB | 25.45 | 0.33529 | 0.71438 | 2
ALL | TB | 25.46 | 0.33544 | 0.71438 | 1
ALL | TB | 25.47 | 0.33574 | 0.71439 | 2
ALL | TB | 25.48 | 0.33588 | 0.71507 | 1
ALL | TB | 25.49 | 0.33603 | 0.7161 | 1
ALL | TB | 25.5 | 0.33618 | 0.71662 | 1
ALL | TB | 25.52 | 0.33633 | 0.71665 | 1
ALL | TB | 25.55 | 0.33663 | 0.71667 | 2
ALL | TB | 25.56 | 0.33679 | 0.71671 | 1
ALL | TB | 25.57 | 0.33709 | 0.71689 | 2
ALL | TB | 25.58 | 0.33814 | 0.71704 | 7
ALL | TB | 25.59 | 0.33859 | 0.71717 | 3
ALL | TB | 25.6 | 0.33874 | 0.71742 | 1
ALL | TB | 25.61 | 0.33889 | 0.71742 | 1
ALL | TB | 25.62 | 0.33949 | 0.71753 | 4
ALL | TB | 25.65 | 0.33964 | 0.71756 | 1
ALL | TB | 25.66 | 0.33979 | 0.71769 | 1
ALL | TB | 25.67 | 0.33994 | 0.71774 | 1
ALL | TB | 25.69 | 0.3401 | 0.71822 | 1
ALL | TB | 25.71 | 0.34025 | 0.71843 | 1
ALL | TB | 25.72 | 0.3404 | 0.71844 | 1
ALL | TB | 25.7265 | 0.34055 | 0.71846 | 1
ALL | TB | 25.73 | 0.341 | 0.71849 | 3
ALL | TB | 25.74 | 0.34115 | 0.7185 | 1
ALL | TB | 25.76 | 0.34146 | 0.71856 | 2
ALL | TB | 25.77 | 0.34176 | 0.71858 | 2
ALL | TB | 25.78 | 0.34191 | 0.71858 | 1
ALL | TB | 25.79 | 0.34206 | 0.71933 | 1
ALL | TB | 25.82 | 0.34404 | 0.71976 | 13
ALL | TB | 25.83 | 0.34419 | 0.71987 | 1
ALL | TB | 25.8383 | 0.34434 | 0.7199 | 1
ALL | TB | 25.84 | 0.34464 | 0.71991 | 2
ALL | TB | 25.86 | 0.34479 | 0.72099 | 1
ALL | TB | 25.89 | 0.34495 | 0.721 | 1
ALL | TB | 25.9 | 0.3451 | 0.721 | 1
ALL | TB | 25.92 | 0.3454 | 0.72122 | 2
ALL | TB | 25.93 | 0.34556 | 0.72169 | 1
ALL | TB | 25.94 | 0.34571 | 0.7217 | 1
ALL | TB | 25.95 | 0.34601 | 0.72234 | 2
ALL | TB | 25.97 | 0.34708 | 0.72245 | 7
ALL | TB | 25.98 | 0.34739 | 0.72247 | 2
ALL | TB | 26.03 | 0.34769 | 0.72248 | 2
ALL | TB | 26.05 | 0.34922 | 0.72254 | 10
ALL | TB | 26.08 | 0.34953 | 0.72266 | 2
ALL | TB | 26.09 | 0.35014 | 0.72272 | 4
ALL | TB | 26.1 | 0.35091 | 0.7239 | 5
ALL | TB | 26.11 | 0.35106 | 0.7239 | 1
ALL | TB | 26.12 | 0.35168 | 0.72397 | 4
ALL | TB | 26.13 | 0.35183 | 0.72398 | 1
ALL | TB | 26.14 | 0.35199 | 0.72399 | 1
ALL | TB | 26.16 | 0.3526 | 0.72469 | 4
ALL | TB | 26.17 | 0.35275 | 0.72476 | 1
ALL | TB | 26.19 | 0.35291 | 0.72552 | 1
ALL | TB | 26.22 | 0.35306 | 0.72552 | 1
ALL | TB | 26.24 | 0.35322 | 0.72553 | 1
ALL | TB | 26.25 | 0.35337 | 0.72557 | 1
ALL | TB | 26.27 | 0.35353 | 0.72589 | 1
ALL | TB | 26.31 | 0.35445 | 0.72593 | 6
ALL | TB | 26.32 | 0.35476 | 0.72595 | 2
ALL | TB | 26.33 | 0.35492 | 0.72595 | 1
ALL | TB | 26.34 | 0.35693 | 0.72606 | 13
ALL | TB | 26.35 | 0.35708 | 0.72606 | 1
ALL | TB | 26.36 | 0.35739 | 0.72619 | 2
ALL | TB | 26.38 | 0.35755 | 0.7263 | 1
ALL | TB | 26.4 | 0.3577 | 0.7263 | 1
ALL | TB | 26.41 | 0.35801 | 0.72631 | 2
ALL | TB | 26.42 | 0.35833 | 0.72635 | 2
ALL | TB | 26.43 | 0.35848 | 0.72644 | 1
ALL | TB | 26.44 | 0.35864 | 0.72645 | 1
ALL | TB | 26.48 | 0.35879 | 0.72645 | 1
ALL | TB | 26.49 | 0.35895 | 0.72646 | 1
ALL | TB | 26.52 | 0.35941 | 0.72666 | 3
ALL | TB | 26.53 | 0.35988 | 0.72669 | 3
ALL | TB | 26.54 | 0.36004 | 0.72669 | 1
ALL | TB | 26.55 | 0.36019 | 0.72669 | 1
ALL | TB | 26.57 | 0.36098 | 0.72672 | 5
ALL | TB | 26.58 | 0.36129 | 0.72673 | 2
ALL | TB | 26.61 | 0.36144 | 0.72674 | 1
ALL | TB | 26.63 | 0.36176 | 0.72687 | 2
ALL | TB | 26.64 | 0.36191 | 0.7269 | 1
ALL | TB | 26.66 | 0.36207 | 0.72754 | 1
ALL | TB | 26.69 | 0.36238 | 0.72755 | 2
ALL | TB | 26.7 | 0.36254 | 0.72762 | 1
ALL | TB | 26.72 | 0.3627 | 0.72762 | 1
ALL | TB | 26.73 | 0.36286 | 0.72763 | 1
ALL | TB | 26.74 | 0.36301 | 0.72766 | 1
ALL | TB | 26.75 | 0.36333 | 0.72767 | 2
ALL | TB | 26.77 | 0.3638 | 0.72782 | 3
ALL | TB | 26.78 | 0.36396 | 0.72784 | 1
ALL | TB | 26.8 | 0.36411 | 0.72786 | 1
ALL | TB | 26.82 | 0.36506 | 0.7279 | 6
ALL | TB | 26.85 | 0.36537 | 0.72812 | 2
ALL | TB | 26.8521 | 0.36553 | 0.72812 | 1
ALL | TB | 26.86 | 0.36569 | 0.72815 | 1
ALL | TB | 26.87 | 0.36585 | 0.7282 | 1
ALL | TB | 26.88 | 0.36601 | 0.72821 | 1
ALL | TB | 26.89 | 0.36648 | 0.72865 | 3
ALL | TB | 26.91 | 0.36664 | 0.72865 | 1
ALL | TB | 26.92 | 0.3668 | 0.72866 | 1
ALL | TB | 26.93 | 0.36696 | 0.72866 | 1
ALL | TB | 26.97 | 0.36743 | 0.72903 | 3
ALL | TB | 27 | 0.36759 | 0.72906 | 1
ALL | TB | 27.03 | 0.36775 | 0.72962 | 1
ALL | TB | 27.04 | 0.36838 | 0.73041 | 4
ALL | TB | 27.0436 | 0.36854 | 0.73042 | 1
ALL | TB | 27.05 | 0.3687 | 0.73043 | 1
ALL | TB | 27.07 | 0.36886 | 0.73044 | 1
ALL | TB | 27.08 | 0.36918 | 0.73113 | 2
ALL | TB | 27.09 | 0.3695 | 0.73127 | 2
ALL | TB | 27.1 | 0.36966 | 0.73169 | 1
ALL | TB | 27.11 | 0.37093 | 0.7318 | 8
ALL | TB | 27.14 | 0.37109 | 0.7318 | 1
ALL | TB | 27.15 | 0.37125 | 0.73229 | 1
ALL | TB | 27.16 | 0.37141 | 0.73229 | 1
ALL | TB | 27.1684 | 0.37157 | 0.73231 | 1
ALL | TB | 27.19 | 0.37205 | 0.73324 | 3
ALL | TB | 27.2 | 0.37285 | 0.73333 | 5
ALL | TB | 27.21 | 0.37397 | 0.73348 | 7
ALL | TB | 27.22 | 0.37429 | 0.73523 | 2
ALL | TB | 27.23 | 0.37477 | 0.73586 | 3
ALL | TB | 27.24 | 0.37701 | 0.73609 | 14
ALL | TB | 27.27 | 0.37717 | 0.73701 | 1
ALL | TB | 27.3 | 0.37733 | 0.73717 | 1
ALL | TB | 27.31 | 0.37749 | 0.73717 | 1
ALL | TB | 27.32 | 0.37829 | 0.7373 | 5
ALL | TB | 27.33 | 0.37845 | 0.73731 | 1
ALL | TB | 27.36 | 0.37861 | 0.73732 | 1
ALL | TB | 27.37 | 0.37878 | 0.73733 | 1
ALL | TB | 27.38 | 0.37894 | 0.73789 | 1
ALL | TB | 27.39 | 0.3791 | 0.73803 | 1
ALL | TB | 27.4 | 0.37942 | 0.73808 | 2
ALL | TB | 27.4251 | 0.37958 | 0.73811 | 1
ALL | TB | 27.43 | 0.37974 | 0.73812 | 1
ALL | TB | 27.44 | 0.3799 | 0.73812 | 1
ALL | TB | 27.45 | 0.38006 | 0.73837 | 1
ALL | TB | 27.47 | 0.38023 | 0.73837 | 1
ALL | TB | 27.48 | 0.38039 | 0.73838 | 1
ALL | TB | 27.49 | 0.38055 | 0.73839 | 1
ALL | TB | 27.5 | 0.38087 | 0.73931 | 2
ALL | TB | 27.51 | 0.38136 | 0.7396 | 3
ALL | TB | 27.52 | 0.38168 | 0.73965 | 2
ALL | TB | 27.53 | 0.38184 | 0.73966 | 1
ALL | TB | 27.54 | 0.38508 | 0.73983 | 20
ALL | TB | 27.57 | 0.38524 | 0.74002 | 1
ALL | TB | 27.59 | 0.38557 | 0.74005 | 2
ALL | TB | 27.6 | 0.38589 | 0.74007 | 2
ALL | TB | 27.61 | 0.38621 | 0.74014 | 2
ALL | TB | 27.63 | 0.38719 | 0.74029 | 6
ALL | TB | 27.65 | 0.38735 | 0.74096 | 1
ALL | TB | 27.67 | 0.38784 | 0.74104 | 3
ALL | TB | 27.7 | 0.388 | 0.74129 | 1
ALL | TB | 27.7078 | 0.38816 | 0.74132 | 1
ALL | TB | 27.71 | 0.38996 | 0.74141 | 11
ALL | TB | 27.72 | 0.39028 | 0.74143 | 2
ALL | TB | 27.76 | 0.39044 | 0.74144 | 1
ALL | TB | 27.77 | 0.39077 | 0.74145 | 2
ALL | TB | 27.78 | 0.39093 | 0.74145 | 1
ALL | TB | 27.8 | 0.39126 | 0.74151 | 2
ALL | TB | 27.83 | 0.39142 | 0.74152 | 1
ALL | TB | 27.84 | 0.3929 | 0.7416 | 9
ALL | TB | 27.85 | 0.39404 | 0.74169 | 7
ALL | TB | 27.86 | 0.39568 | 0.74188 | 10
ALL | TB | 27.87 | 0.39601 | 0.74284 | 2
ALL | TB | 27.88 | 0.39617 | 0.74284 | 1
ALL | TB | 27.9131 | 0.39634 | 0.74284 | 1
ALL | TB | 27.92 | 0.39666 | 0.74285 | 2
ALL | TB | 27.93 | 0.39781 | 0.7429 | 7
ALL | TB | 27.94 | 0.39798 | 0.74291 | 1
ALL | TB | 27.95 | 0.39814 | 0.74291 | 1
ALL | TB | 27.99 | 0.39847 | 0.743 | 2
ALL | TB | 28 | 0.39863 | 0.74302 | 1
ALL | TB | 28.02 | 0.3988 | 0.74302 | 1
ALL | TB | 28.04 | 0.39913 | 0.74304 | 2
ALL | TB | 28.07 | 0.39929 | 0.74304 | 1
ALL | TB | 28.08 | 0.39946 | 0.74305 | 1
ALL | TB | 28.1 | 0.39979 | 0.74453 | 2
ALL | TB | 28.11 | 0.39995 | 0.74453 | 1
ALL | TB | 28.12 | 0.40012 | 0.74459 | 1
ALL | TB | 28.13 | 0.40045 | 0.74461 | 2
ALL | TB | 28.14 | 0.40078 | 0.74461 | 2
ALL | TB | 28.15 | 0.40095 | 0.74462 | 1
ALL | TB | 28.16 | 0.40128 | 0.74469 | 2
ALL | TB | 28.18 | 0.40144 | 0.74469 | 1
ALL | TB | 28.2 | 0.40161 | 0.74478 | 1
ALL | TB | 28.22 | 0.40177 | 0.7448 | 1
ALL | TB | 28.23 | 0.40211 | 0.74481 | 2
ALL | TB | 28.24 | 0.40244 | 0.74504 | 2
ALL | TB | 28.27 | 0.4026 | 0.74505 | 1
ALL | TB | 28.28 | 0.4031 | 0.74621 | 3
ALL | TB | 28.29 | 0.40377 | 0.74653 | 4
ALL | TB | 28.3 | 0.4041 | 0.74653 | 2
ALL | TB | 28.32 | 0.40443 | 0.74694 | 2
ALL | TB | 28.34 | 0.40477 | 0.74698 | 2
ALL | TB | 28.36 | 0.4051 | 0.74699 | 2
ALL | TB | 28.38 | 0.40527 | 0.74708 | 1
ALL | TB | 28.39 | 0.40577 | 0.74709 | 3
ALL | TB | 28.4 | 0.4061 | 0.7471 | 2
ALL | TB | 28.41 | 0.40627 | 0.74736 | 1
ALL | TB | 28.43 | 0.40677 | 0.74737 | 3
ALL | TB | 28.45 | 0.4071 | 0.7474 | 2
ALL | TB | 28.48 | 0.40744 | 0.74751 | 2
ALL | TB | 28.52 | 0.40761 | 0.74751 | 1
ALL | TB | 28.55 | 0.40811 | 0.74862 | 3
ALL | TB | 28.56 | 0.40845 | 0.74896 | 2
ALL | TB | 28.58 | 0.40861 | 0.74899 | 1
ALL | TB | 28.59 | 0.40912 | 0.74984 | 3
ALL | TB | 28.61 | 0.40929 | 0.74985 | 1
ALL | TB | 28.64 | 0.40945 | 0.74985 | 1
ALL | TB | 28.65 | 0.40996 | 0.75097 | 3
ALL | TB | 28.66 | 0.41013 | 0.75128 | 1
ALL | TB | 28.67 | 0.4103 | 0.75128 | 1
ALL | TB | 28.69 | 0.41046 | 0.75129 | 1
ALL | TB | 28.7 | 0.41266 | 0.75139 | 13
ALL | TB | 28.71 | 0.41283 | 0.75208 | 1
ALL | TB | 28.74 | 0.41299 | 0.7524 | 1
ALL | TB | 28.75 | 0.41316 | 0.75243 | 1
ALL | TB | 28.76 | 0.41367 | 0.75311 | 3
ALL | TB | 28.77 | 0.41384 | 0.75316 | 1
ALL | TB | 28.78 | 0.41435 | 0.75317 | 3
ALL | TB | 28.8 | 0.41452 | 0.75348 | 1
ALL | TB | 28.81 | 0.41469 | 0.7535 | 1
ALL | TB | 28.82 | 0.41536 | 0.75459 | 4
ALL | TB | 28.83 | 0.41553 | 0.7546 | 1
ALL | TB | 28.85 | 0.4157 | 0.75461 | 1
ALL | TB | 28.86 | 0.41587 | 0.75466 | 1
ALL | TB | 28.87 | 0.41604 | 0.75481 | 1
ALL | TB | 28.88 | 0.41689 | 0.75623 | 5
ALL | TB | 28.89 | 0.4174 | 0.75634 | 3
ALL | TB | 28.9 | 0.41774 | 0.75636 | 2
ALL | TB | 28.91 | 0.41791 | 0.75664 | 1
ALL | TB | 28.9166 | 0.41808 | 0.75665 | 1
ALL | TB | 28.93 | 0.41842 | 0.75665 | 2
ALL | TB | 28.95 | 0.41876 | 0.75667 | 2
ALL | TB | 28.97 | 0.4191 | 0.7567 | 2
ALL | TB | 28.98 | 0.41927 | 0.7567 | 1
ALL | TB | 29.02 | 0.41978 | 0.75675 | 3
ALL | TB | 29.03 | 0.42012 | 0.75676 | 2
ALL | TB | 29.04 | 0.42064 | 0.75678 | 3
ALL | TB | 29.05 | 0.42081 | 0.75679 | 1
ALL | TB | 29.07 | 0.42149 | 0.75682 | 4
ALL | TB | 29.09 | 0.42166 | 0.75682 | 1
ALL | TB | 29.1 | 0.42183 | 0.75683 | 1
ALL | TB | 29.11 | 0.42234 | 0.75696 | 3
ALL | TB | 29.12 | 0.42252 | 0.75739 | 1
ALL | TB | 29.14 | 0.42269 | 0.75771 | 1
ALL | TB | 29.15 | 0.42337 | 0.75773 | 4
ALL | TB | 29.16 | 0.42371 | 0.75782 | 2
ALL | TB | 29.17 | 0.42389 | 0.75794 | 1
ALL | TB | 29.1843 | 0.42406 | 0.75794 | 1
ALL | TB | 29.19 | 0.42423 | 0.75794 | 1
ALL | TB | 29.21 | 0.42457 | 0.75795 | 2
ALL | TB | 29.22 | 0.42509 | 0.75797 | 3
ALL | TB | 29.23 | 0.42543 | 0.75799 | 2
ALL | TB | 29.24 | 0.42578 | 0.758 | 2
ALL | TB | 29.25 | 0.42595 | 0.75801 | 1
ALL | TB | 29.26 | 0.42629 | 0.75804 | 2
ALL | TB | 29.27 | 0.42646 | 0.75806 | 1
ALL | TB | 29.29 | 0.42664 | 0.75807 | 1
ALL | TB | 29.3 | 0.4275 | 0.75836 | 5
ALL | TB | 29.31 | 0.42767 | 0.75838 | 1
ALL | TB | 29.32 | 0.42784 | 0.75838 | 1
ALL | TB | 29.36 | 0.42801 | 0.75839 | 1
ALL | TB | 29.38 | 0.4287 | 0.75844 | 4
ALL | TB | 29.39 | 0.42905 | 0.7587 | 2
ALL | TB | 29.4 | 0.42922 | 0.75888 | 1
ALL | TB | 29.42 | 0.42974 | 0.75897 | 3
ALL | TB | 29.43 | 0.42991 | 0.75897 | 1
ALL | TB | 29.44 | 0.43043 | 0.75901 | 3
ALL | TB | 29.45 | 0.43061 | 0.75901 | 1
ALL | TB | 29.46 | 0.43078 | 0.75914 | 1
ALL | TB | 29.48 | 0.43113 | 0.75914 | 2
ALL | TB | 29.4859 | 0.4313 | 0.75915 | 1
ALL | TB | 29.5 | 0.43147 | 0.75915 | 1
ALL | TB | 29.51 | 0.43165 | 0.75917 | 1
ALL | TB | 29.53 | 0.43182 | 0.75917 | 1
ALL | TB | 29.5309 | 0.43199 | 0.75919 | 1
ALL | TB | 29.55 | 0.43217 | 0.75919 | 1
ALL | TB | 29.56 | 0.43251 | 0.7592 | 2
ALL | TB | 29.57 | 0.43286 | 0.75922 | 2
ALL | TB | 29.59 | 0.43304 | 0.75922 | 1
ALL | TB | 29.6 | 0.43321 | 0.75924 | 1
ALL | TB | 29.61 | 0.43356 | 0.75928 | 2
ALL | TB | 29.63 | 0.43373 | 0.75929 | 1
ALL | TB | 29.64 | 0.43391 | 0.7593 | 1
ALL | TB | 29.65 | 0.43408 | 0.75979 | 1
ALL | TB | 29.7 | 0.4346 | 0.75987 | 3
ALL | TB | 29.71 | 0.43495 | 0.75988 | 2
ALL | TB | 29.72 | 0.43513 | 0.75988 | 1
ALL | TB | 29.73 | 0.4353 | 0.75992 | 1
ALL | TB | 29.74 | 0.43565 | 0.7606 | 2
ALL | TB | 29.75 | 0.436 | 0.7607 | 2
ALL | TB | 29.76 | 0.43618 | 0.76071 | 1
ALL | TB | 29.78 | 0.43635 | 0.76071 | 1
ALL | TB | 29.79 | 0.43653 | 0.76088 | 1
ALL | TB | 29.8 | 0.43688 | 0.7609 | 2
ALL | TB | 29.81 | 0.43723 | 0.7609 | 2
ALL | TB | 29.82 | 0.43775 | 0.7615 | 3
ALL | TB | 29.83 | 0.43793 | 0.76152 | 1
ALL | TB | 29.84 | 0.4381 | 0.76152 | 1
ALL | TB | 29.85 | 0.43828 | 0.76153 | 1
ALL | TB | 29.86 | 0.43881 | 0.76205 | 3
ALL | TB | 29.87 | 0.43898 | 0.76206 | 1
ALL | TB | 29.88 | 0.43916 | 0.76215 | 1
ALL | TB | 29.89 | 0.43933 | 0.76215 | 1
ALL | TB | 29.9 | 0.43986 | 0.76221 | 3
ALL | TB | 29.92 | 0.44003 | 0.76223 | 1
ALL | TB | 29.93 | 0.44056 | 0.76225 | 3
ALL | TB | 29.95 | 0.44109 | 0.76309 | 3
ALL | TB | 29.96 | 0.44197 | 0.76334 | 5
ALL | TB | 29.97 | 0.44215 | 0.76369 | 1
ALL | TB | 29.98 | 0.4425 | 0.76371 | 2
ALL | TB | 30 | 0.44268 | 0.76372 | 1
ALL | TB | 30.02 | 0.44321 | 0.76374 | 3
ALL | TB | 30.05 | 0.44391 | 0.76377 | 4
ALL | TB | 30.07 | 0.44426 | 0.76378 | 2
ALL | TB | 30.08 | 0.44444 | 0.76379 | 1
ALL | TB | 30.09 | 0.44462 | 0.76379 | 1
ALL | TB | 30.1 | 0.4448 | 0.7638 | 1
ALL | TB | 30.12 | 0.44497 | 0.76381 | 1
ALL | TB | 30.14 | 0.44515 | 0.76389 | 1
ALL | TB | 30.15 | 0.4455 | 0.7639 | 2
ALL | TB | 30.16 | 0.44568 | 0.7639 | 1
ALL | TB | 30.2 | 0.44586 | 0.76397 | 1
ALL | TB | 30.21 | 0.44639 | 0.76442 | 3
ALL | TB | 30.2108 | 0.44657 | 0.76442 | 1
ALL | TB | 30.22 | 0.44675 | 0.76442 | 1
ALL | TB | 30.23 | 0.44692 | 0.76453 | 1
ALL | TB | 30.24 | 0.4471 | 0.76454 | 1
ALL | TB | 30.25 | 0.44746 | 0.76495 | 2
ALL | TB | 30.26 | 0.44781 | 0.76552 | 2
ALL | TB | 30.27 | 0.45048 | 0.76581 | 15
ALL | TB | 30.28 | 0.45102 | 0.76583 | 3
ALL | TB | 30.3 | 0.45119 | 0.76584 | 1
ALL | TB | 30.32 | 0.45173 | 0.76586 | 3
ALL | TB | 30.33 | 0.45191 | 0.76587 | 1
ALL | TB | 30.34 | 0.45262 | 0.76589 | 4
ALL | TB | 30.351 | 0.4528 | 0.7659 | 1
ALL | TB | 30.37 | 0.45315 | 0.76656 | 2
ALL | TB | 30.38 | 0.45369 | 0.76675 | 3
ALL | TB | 30.4 | 0.45405 | 0.76679 | 2
ALL | TB | 30.41 | 0.45423 | 0.76682 | 1
ALL | TB | 30.42 | 0.45441 | 0.76687 | 1
ALL | TB | 30.43 | 0.45476 | 0.76687 | 2
ALL | TB | 30.44 | 0.45494 | 0.76697 | 1
ALL | TB | 30.45 | 0.45548 | 0.76699 | 3
ALL | TB | 30.46 | 0.45584 | 0.767 | 2
ALL | TB | 30.48 | 0.45637 | 0.76703 | 3
ALL | TB | 30.49 | 0.45655 | 0.76703 | 1
ALL | TB | 30.5 | 0.45673 | 0.76744 | 1
ALL | TB | 30.51 | 0.45691 | 0.76744 | 1
ALL | TB | 30.53 | 0.45709 | 0.76744 | 1
ALL | TB | 30.55 | 0.45727 | 0.76746 | 1
ALL | TB | 30.56 | 0.45835 | 0.76753 | 6
ALL | TB | 30.57 | 0.45871 | 0.76753 | 2
ALL | TB | 30.58 | 0.45925 | 0.76755 | 3
ALL | TB | 30.59 | 0.45961 | 0.76762 | 2
ALL | TB | 30.6469 | 0.45979 | 0.76762 | 1
ALL | TB | 30.65 | 0.46015 | 0.76764 | 2
ALL | TB | 30.66 | 0.46033 | 0.76765 | 1
ALL | TB | 30.67 | 0.46051 | 0.7678 | 1
ALL | TB | 30.68 | 0.46087 | 0.76801 | 2
ALL | TB | 30.69 | 0.46105 | 0.76802 | 1
ALL | TB | 30.7 | 0.46159 | 0.76805 | 3
ALL | TB | 30.73 | 0.46177 | 0.76806 | 1
ALL | TB | 30.74 | 0.46195 | 0.76844 | 1
ALL | TB | 30.75 | 0.46213 | 0.76853 | 1
ALL | TB | 30.76 | 0.46231 | 0.76872 | 1
ALL | TB | 30.77 | 0.46249 | 0.76872 | 1
ALL | TB | 30.82 | 0.46304 | 0.76881 | 3
ALL | TB | 30.83 | 0.46322 | 0.76881 | 1
ALL | TB | 30.8647 | 0.4634 | 0.76881 | 1
ALL | TB | 30.87 | 0.46358 | 0.76954 | 1
ALL | TB | 30.88 | 0.46376 | 0.77006 | 1
ALL | TB | 30.89 | 0.46394 | 0.77007 | 1
ALL | TB | 30.92 | 0.46412 | 0.77036 | 1
ALL | TB | 30.93 | 0.46576 | 0.77054 | 9
ALL | TB | 30.95 | 0.46594 | 0.77107 | 1
ALL | TB | 30.99 | 0.46631 | 0.77116 | 2
ALL | TB | 30.9964 | 0.46649 | 0.77116 | 1
ALL | TB | 31 | 0.46667 | 0.77162 | 1
ALL | TB | 31.01 | 0.46704 | 0.77163 | 2
ALL | TB | 31.0254 | 0.46722 | 0.77166 | 1
ALL | TB | 31.04 | 0.46777 | 0.77168 | 3
ALL | TB | 31.05 | 0.46795 | 0.77381 | 1
ALL | TB | 31.08 | 0.47051 | 0.7739 | 14
ALL | TB | 31.12 | 0.47087 | 0.77439 | 2
ALL | TB | 31.13 | 0.4716 | 0.77505 | 4
ALL | TB | 31.14 | 0.47179 | 0.77521 | 1
ALL | TB | 31.16 | 0.47233 | 0.77617 | 3
ALL | TB | 31.17 | 0.4727 | 0.77696 | 2
ALL | TB | 31.19 | 0.47288 | 0.77696 | 1
ALL | TB | 31.22 | 0.47307 | 0.77816 | 1
ALL | TB | 31.23 | 0.47325 | 0.77824 | 1
ALL | TB | 31.24 | 0.47344 | 0.77825 | 1
ALL | TB | 31.26 | 0.47362 | 0.77855 | 1
ALL | TB | 31.27 | 0.4738 | 0.77856 | 1
ALL | TB | 31.29 | 0.47399 | 0.7786 | 1
ALL | TB | 31.3 | 0.47417 | 0.77863 | 1
ALL | TB | 31.32 | 0.47435 | 0.77867 | 1
ALL | TB | 31.33 | 0.47491 | 0.77869 | 3
ALL | TB | 31.34 | 0.47509 | 0.77892 | 1
ALL | TB | 31.35 | 0.47546 | 0.77897 | 2
ALL | TB | 31.36 | 0.47583 | 0.779 | 2
ALL | TB | 31.3676 | 0.47601 | 0.77903 | 1
ALL | TB | 31.37 | 0.4762 | 0.77906 | 1
ALL | TB | 31.4 | 0.47638 | 0.77919 | 1
ALL | TB | 31.42 | 0.47694 | 0.77922 | 3
ALL | TB | 31.43 | 0.47712 | 0.77949 | 1
ALL | TB | 31.44 | 0.4773 | 0.77949 | 1
ALL | TB | 31.45 | 0.47786 | 0.78026 | 3
ALL | TB | 31.46 | 0.47823 | 0.78048 | 2
ALL | TB | 31.47 | 0.47841 | 0.7805 | 1
ALL | TB | 31.49 | 0.4786 | 0.78055 | 1
ALL | TB | 31.5 | 0.47878 | 0.78055 | 1
ALL | TB | 31.51 | 0.47915 | 0.78141 | 2
ALL | TB | 31.5275 | 0.47934 | 0.78144 | 1
ALL | TB | 31.53 | 0.47953 | 0.78144 | 1
ALL | TB | 31.54 | 0.47971 | 0.78146 | 1
ALL | TB | 31.55 | 0.4799 | 0.78146 | 1
ALL | TB | 31.57 | 0.48008 | 0.78147 | 1
ALL | TB | 31.59 | 0.48027 | 0.78173 | 1
ALL | TB | 31.61 | 0.48045 | 0.78174 | 1
ALL | TB | 31.62 | 0.48064 | 0.78174 | 1
ALL | TB | 31.63 | 0.48082 | 0.78175 | 1
ALL | TB | 31.65 | 0.48101 | 0.78175 | 1
ALL | TB | 31.66 | 0.4812 | 0.78176 | 1
ALL | TB | 31.67 | 0.48157 | 0.78289 | 2
ALL | TB | 31.68 | 0.48176 | 0.78291 | 1
ALL | TB | 31.69 | 0.48194 | 0.78299 | 1
ALL | TB | 31.71 | 0.48213 | 0.78299 | 1
ALL | TB | 31.7267 | 0.48231 | 0.78303 | 1
ALL | TB | 31.75 | 0.4825 | 0.78304 | 1
ALL | TB | 31.78 | 0.48325 | 0.78311 | 4
ALL | TB | 31.79 | 0.48362 | 0.78314 | 2
ALL | TB | 31.8 | 0.48381 | 0.78324 | 1
ALL | TB | 31.82 | 0.484 | 0.78325 | 1
ALL | TB | 31.83 | 0.48456 | 0.78353 | 3
ALL | TB | 31.85 | 0.48474 | 0.78353 | 1
ALL | TB | 31.86 | 0.48512 | 0.78354 | 2
ALL | TB | 31.91 | 0.48531 | 0.78355 | 1
ALL | TB | 31.92 | 0.48549 | 0.78375 | 1
ALL | TB | 31.94 | 0.48587 | 0.78403 | 2
ALL | TB | 31.95 | 0.48737 | 0.78686 | 8
ALL | TB | 31.96 | 0.48756 | 0.78688 | 1
ALL | TB | 31.97 | 0.48775 | 0.78688 | 1
ALL | TB | 31.98 | 0.48793 | 0.78697 | 1
ALL | TB | 31.9899 | 0.48812 | 0.78698 | 1
ALL | TB | 31.99 | 0.4885 | 0.78727 | 2
ALL | TB | 32.02 | 0.48869 | 0.78732 | 1
ALL | TB | 32.04 | 0.48888 | 0.78748 | 1
ALL | TB | 32.07 | 0.48906 | 0.78798 | 1
ALL | TB | 32.09 | 0.4902 | 0.78919 | 6
ALL | TB | 32.11 | 0.49095 | 0.78928 | 4
ALL | TB | 32.13 | 0.49114 | 0.78929 | 1
ALL | TB | 32.14 | 0.49133 | 0.78935 | 1
ALL | TB | 32.15 | 0.49208 | 0.7894 | 4
ALL | TB | 32.16 | 0.49265 | 0.78974 | 3
ALL | TB | 32.21 | 0.49284 | 0.78991 | 1
ALL | TB | 32.22 | 0.49322 | 0.78992 | 2
ALL | TB | 32.23 | 0.49341 | 0.78993 | 1
ALL | TB | 32.26 | 0.49398 | 0.78996 | 3
ALL | TB | 32.27 | 0.49417 | 0.78996 | 1
ALL | TB | 32.29 | 0.49436 | 0.79001 | 1
ALL | TB | 32.3 | 0.49474 | 0.79002 | 2
ALL | TB | 32.33 | 0.49797 | 0.79139 | 17
ALL | TB | 32.35 | 0.49816 | 0.79139 | 1
ALL | TB | 32.36 | 0.49835 | 0.79141 | 1
ALL | TB | 32.43 | 0.4993 | 0.7928 | 5
ALL | TB | 32.44 | 0.49949 | 0.7938 | 1
ALL | TB | 32.46 | 0.49987 | 0.79397 | 2
ALL | TB | 32.47 | 0.50006 | 0.79399 | 1
ALL | TB | 32.4744 | 0.50025 | 0.794 | 1
ALL | TB | 32.51 | 0.50063 | 0.79401 | 2
ALL | TB | 32.53 | 0.50083 | 0.79403 | 1
ALL | TB | 32.56 | 0.50102 | 0.79403 | 1
ALL | TB | 32.57 | 0.50197 | 0.7941 | 5
ALL | TB | 32.58 | 0.50236 | 0.79459 | 2
ALL | TB | 32.59 | 0.50274 | 0.79461 | 2
ALL | TB | 32.64 | 0.50293 | 0.79461 | 1
ALL | TB | 32.68 | 0.50332 | 0.79473 | 2
ALL | TB | 32.69 | 0.50351 | 0.79536 | 1
ALL | TB | 32.71 | 0.5037 | 0.79548 | 1
ALL | TB | 32.72 | 0.50389 | 0.79553 | 1
ALL | TB | 32.74 | 0.50447 | 0.79571 | 3
ALL | TB | 32.75 | 0.50466 | 0.79584 | 1
ALL | TB | 32.7562 | 0.50486 | 0.79585 | 1
ALL | TB | 32.7582 | 0.50505 | 0.79589 | 1
ALL | TB | 32.76 | 0.50563 | 0.79665 | 3
ALL | TB | 32.77 | 0.50582 | 0.79665 | 1
ALL | TB | 32.79 | 0.50755 | 0.79672 | 9
ALL | TB | 32.83 | 0.50794 | 0.79673 | 2
ALL | TB | 32.85 | 0.50813 | 0.79674 | 1
ALL | TB | 32.86 | 0.50852 | 0.79778 | 2
ALL | TB | 32.89 | 0.50871 | 0.79779 | 1
ALL | TB | 32.9 | 0.5091 | 0.7978 | 2
ALL | TB | 32.91 | 0.50948 | 0.79796 | 2
ALL | TB | 32.93 | 0.50968 | 0.79799 | 1
ALL | TB | 32.95 | 0.51006 | 0.79817 | 2
ALL | TB | 32.96 | 0.51026 | 0.79817 | 1
ALL | TB | 32.9619 | 0.51045 | 0.79825 | 1
ALL | TB | 32.99 | 0.51084 | 0.79846 | 2
ALL | TB | 33 | 0.51103 | 0.79859 | 1
ALL | TB | 33.01 | 0.51123 | 0.79861 | 1
ALL | TB | 33.03 | 0.5122 | 0.79882 | 5
ALL | TB | 33.05 | 0.51239 | 0.79883 | 1
ALL | TB | 33.1038 | 0.51259 | 0.79883 | 1
ALL | TB | 33.13 | 0.51298 | 0.799 | 2
ALL | TB | 33.14 | 0.51317 | 0.79963 | 1
ALL | TB | 33.15 | 0.51337 | 0.79964 | 1
ALL | TB | 33.18 | 0.51356 | 0.79964 | 1
ALL | TB | 33.19 | 0.51376 | 0.79965 | 1
ALL | TB | 33.2 | 0.51395 | 0.79983 | 1
ALL | TB | 33.21 | 0.51415 | 0.80025 | 1
ALL | TB | 33.24 | 0.51454 | 0.80039 | 2
ALL | TB | 33.27 | 0.51473 | 0.80083 | 1
ALL | TB | 33.3 | 0.51493 | 0.80113 | 1
ALL | TB | 33.31 | 0.51512 | 0.80113 | 1
ALL | TB | 33.32 | 0.51552 | 0.80138 | 2
ALL | TB | 33.37 | 0.51571 | 0.80138 | 1
ALL | TB | 33.41 | 0.51748 | 0.80153 | 9
ALL | TB | 33.42 | 0.51768 | 0.80266 | 1
ALL | TB | 33.47 | 0.51787 | 0.80267 | 1
ALL | TB | 33.49 | 0.51807 | 0.80283 | 1
ALL | TB | 33.5 | 0.51846 | 0.80285 | 2
ALL | TB | 33.54 | 0.51866 | 0.80288 | 1
ALL | TB | 33.57 | 0.51886 | 0.80289 | 1
ALL | TB | 33.59 | 0.51905 | 0.8029 | 1
ALL | TB | 33.61 | 0.51965 | 0.80507 | 3
ALL | TB | 33.617 | 0.51984 | 0.80507 | 1
ALL | TB | 33.64 | 0.52004 | 0.80517 | 1
ALL | TB | 33.65 | 0.52044 | 0.80519 | 2
ALL | TB | 33.66 | 0.52261 | 0.80526 | 11
ALL | TB | 33.67 | 0.52281 | 0.80612 | 1
ALL | TB | 33.69 | 0.52321 | 0.80618 | 2
ALL | TB | 33.7 | 0.5238 | 0.80622 | 3
ALL | TB | 33.72 | 0.524 | 0.80625 | 1
ALL | TB | 33.78 | 0.52599 | 0.80648 | 10
ALL | TB | 33.79 | 0.52618 | 0.80706 | 1
ALL | TB | 33.8 | 0.52658 | 0.80711 | 2
ALL | TB | 33.81 | 0.52678 | 0.80728 | 1
ALL | TB | 33.83 | 0.52698 | 0.80731 | 1
ALL | TB | 33.8398 | 0.52718 | 0.80731 | 1
ALL | TB | 33.88 | 0.52738 | 0.80734 | 1
ALL | TB | 33.91 | 0.52797 | 0.80846 | 3
ALL | TB | 33.9269 | 0.52817 | 0.80848 | 1
ALL | TB | 33.93 | 0.52857 | 0.80849 | 2
ALL | TB | 33.96 | 0.52877 | 0.80858 | 1
ALL | TB | 33.99 | 0.52917 | 0.80866 | 2
ALL | TB | 34.0066 | 0.52937 | 0.80866 | 1
ALL | TB | 34.01 | 0.52957 | 0.80867 | 1
ALL | TB | 34.0185 | 0.52977 | 0.80872 | 1
ALL | TB | 34.02 | 0.53017 | 0.80873 | 2
ALL | TB | 34.03 | 0.53037 | 0.80874 | 1
ALL | TB | 34.04 | 0.53097 | 0.80998 | 3
ALL | TB | 34.05 | 0.53117 | 0.80998 | 1
ALL | TB | 34.08 | 0.53137 | 0.80998 | 1
ALL | TB | 34.1 | 0.53157 | 0.80999 | 1
ALL | TB | 34.12 | 0.53177 | 0.80999 | 1
ALL | TB | 34.14 | 0.53197 | 0.8111 | 1
ALL | TB | 34.1453 | 0.53217 | 0.81111 | 1
ALL | TB | 34.16 | 0.53237 | 0.81214 | 1
ALL | TB | 34.17 | 0.53258 | 0.81226 | 1
ALL | TB | 34.18 | 0.53278 | 0.81227 | 1
ALL | TB | 34.19 | 0.53318 | 0.81255 | 2
ALL | TB | 34.2 | 0.53338 | 0.81271 | 1
ALL | TB | 34.23 | 0.53358 | 0.81354 | 1
ALL | TB | 34.25 | 0.53378 | 0.81354 | 1
ALL | TB | 34.26 | 0.53418 | 0.815 | 2
ALL | TB | 34.29 | 0.53439 | 0.815 | 1
ALL | TB | 34.3 | 0.53459 | 0.8152 | 1
ALL | TB | 34.31 | 0.53479 | 0.8152 | 1
ALL | TB | 34.32 | 0.53499 | 0.81521 | 1
ALL | TB | 34.34 | 0.53519 | 0.81539 | 1
ALL | TB | 34.35 | 0.53539 | 0.81598 | 1
ALL | TB | 34.37 | 0.5356 | 0.81599 | 1
ALL | TB | 34.39 | 0.5362 | 0.81625 | 3
ALL | TB | 34.3997 | 0.53641 | 0.81629 | 1
ALL | TB | 34.4 | 0.53681 | 0.81629 | 2
ALL | TB | 34.41 | 0.53701 | 0.81631 | 1
ALL | TB | 34.4121 | 0.53721 | 0.81632 | 1
ALL | TB | 34.44 | 0.53742 | 0.81633 | 1
ALL | TB | 34.45 | 0.53782 | 0.81747 | 2
ALL | TB | 34.479 | 0.53802 | 0.81753 | 1
ALL | TB | 34.51 | 0.53863 | 0.81761 | 3
ALL | TB | 34.53 | 0.53924 | 0.81817 | 3
ALL | TB | 34.54 | 0.53965 | 0.82235 | 2
ALL | TB | 34.58 | 0.53985 | 0.82235 | 1
ALL | TB | 34.6 | 0.54026 | 0.82236 | 2
ALL | TB | 34.61 | 0.54046 | 0.82236 | 1
ALL | TB | 34.6234 | 0.54066 | 0.82239 | 1
ALL | TB | 34.63 | 0.54229 | 0.82243 | 8
ALL | TB | 34.64 | 0.5425 | 0.82284 | 1
ALL | TB | 34.66 | 0.5427 | 0.82285 | 1
ALL | TB | 34.67 | 0.5429 | 0.82286 | 1
ALL | TB | 34.69 | 0.54311 | 0.82287 | 1
ALL | TB | 34.7 | 0.54331 | 0.82289 | 1
ALL | TB | 34.76 | 0.54372 | 0.82291 | 2
ALL | TB | 34.77 | 0.54392 | 0.82294 | 1
ALL | TB | 34.78 | 0.54454 | 0.82355 | 3
ALL | TB | 34.82 | 0.54474 | 0.82439 | 1
ALL | TB | 34.85 | 0.54515 | 0.82449 | 2
ALL | TB | 34.86 | 0.54556 | 0.82533 | 2
ALL | TB | 34.87 | 0.54577 | 0.82594 | 1
ALL | TB | 34.89 | 0.54618 | 0.82596 | 2
ALL | TB | 34.8957 | 0.54638 | 0.82597 | 1
ALL | TB | 34.9 | 0.54659 | 0.8261 | 1
ALL | TB | 34.91 | 0.54679 | 0.8261 | 1
ALL | TB | 34.92 | 0.54741 | 0.82672 | 3
ALL | TB | 34.93 | 0.54761 | 0.82735 | 1
ALL | TB | 34.94 | 0.54802 | 0.82736 | 2
ALL | TB | 34.95 | 0.54823 | 0.8278 | 1
ALL | TB | 34.97 | 0.54843 | 0.82781 | 1
ALL | TB | 35.02 | 0.54864 | 0.82782 | 1
ALL | TB | 35.03 | 0.54905 | 0.82788 | 2
ALL | TB | 35.04 | 0.54967 | 0.82855 | 3
ALL | TB | 35.07 | 0.54988 | 0.82865 | 1
ALL | TB | 35.1 | 0.55029 | 0.82913 | 2
ALL | TB | 35.13 | 0.5507 | 0.82915 | 2
ALL | TB | 35.14 | 0.55091 | 0.82999 | 1
ALL | TB | 35.17 | 0.55111 | 0.83 | 1
ALL | TB | 35.18 | 0.55132 | 0.83005 | 1
ALL | TB | 35.21 | 0.55153 | 0.8307 | 1
ALL | TB | 35.248 | 0.55173 | 0.83074 | 1
ALL | TB | 35.25 | 0.55194 | 0.83166 | 1
ALL | TB | 35.29 | 0.55215 | 0.83177 | 1
ALL | TB | 35.3 | 0.55236 | 0.83178 | 1
ALL | TB | 35.32 | 0.55319 | 0.8318 | 4
ALL | TB | 35.33 | 0.55339 | 0.83181 | 1
ALL | TB | 35.35 | 0.5536 | 0.83181 | 1
ALL | TB | 35.36 | 0.55381 | 0.83182 | 1
ALL | TB | 35.37 | 0.55402 | 0.83343 | 1
ALL | TB | 35.39 | 0.55423 | 0.83344 | 1
ALL | TB | 35.44 | 0.55443 | 0.83376 | 1
ALL | TB | 35.47 | 0.55485 | 0.83398 | 2
ALL | TB | 35.48 | 0.55506 | 0.834 | 1
ALL | TB | 35.49 | 0.55527 | 0.83411 | 1
ALL | TB | 35.52 | 0.5561 | 0.83415 | 4
ALL | TB | 35.57 | 0.55631 | 0.83434 | 1
ALL | TB | 35.59 | 0.55652 | 0.83435 | 1
ALL | TB | 35.62 | 0.55673 | 0.83435 | 1
ALL | TB | 35.63 | 0.55694 | 0.83446 | 1
ALL | TB | 35.7 | 0.55778 | 0.83511 | 4
ALL | TB | 35.72 | 0.55799 | 0.83517 | 1
ALL | TB | 35.73 | 0.5582 | 0.83561 | 1
ALL | TB | 35.77 | 0.55862 | 0.83563 | 2
ALL | TB | 35.78 | 0.55883 | 0.83563 | 1
ALL | TB | 35.8 | 0.55904 | 0.83573 | 1
ALL | TB | 35.81 | 0.55925 | 0.83605 | 1
ALL | TB | 35.83 | 0.55988 | 0.83605 | 3
ALL | TB | 35.85 | 0.56009 | 0.83606 | 1
ALL | TB | 35.86 | 0.5603 | 0.83643 | 1
ALL | TB | 35.87 | 0.56051 | 0.83643 | 1
ALL | TB | 35.9 | 0.56073 | 0.83681 | 1
ALL | TB | 35.91 | 0.56094 | 0.83681 | 1
ALL | TB | 35.93 | 0.56115 | 0.83751 | 1
ALL | TB | 35.94 | 0.56136 | 0.83752 | 1
ALL | TB | 35.95 | 0.56157 | 0.83752 | 1
ALL | TB | 35.97 | 0.56178 | 0.83757 | 1
ALL | TB | 35.98 | 0.56199 | 0.83774 | 1
ALL | TB | 35.99 | 0.56242 | 0.83775 | 2
ALL | TB | 36.01 | 0.56305 | 0.83777 | 3
ALL | TB | 36.06 | 0.56369 | 0.83811 | 3
ALL | TB | 36.07 | 0.5639 | 0.83811 | 1
ALL | TB | 36.1 | 0.56411 | 0.83812 | 1
ALL | TB | 36.1166 | 0.56432 | 0.83813 | 1
ALL | TB | 36.12 | 0.56475 | 0.83862 | 2
ALL | TB | 36.14 | 0.56496 | 0.83897 | 1
ALL | TB | 36.17 | 0.56539 | 0.83925 | 2
ALL | TB | 36.18 | 0.5656 | 0.84015 | 1
ALL | TB | 36.23 | 0.56581 | 0.84016 | 1
ALL | TB | 36.31 | 0.56624 | 0.84044 | 2
ALL | TB | 36.33 | 0.56645 | 0.84045 | 1
ALL | TB | 36.35 | 0.56667 | 0.84045 | 1
ALL | TB | 36.38 | 0.56709 | 0.84046 | 2
ALL | TB | 36.41 | 0.56731 | 0.84046 | 1
ALL | TB | 36.46 | 0.56752 | 0.84049 | 1
ALL | TB | 36.48 | 0.56795 | 0.8405 | 2
ALL | TB | 36.5 | 0.56838 | 0.8405 | 2
ALL | TB | 36.53 | 0.56859 | 0.84051 | 1
ALL | TB | 36.54 | 0.56881 | 0.84051 | 1
ALL | TB | 36.55 | 0.56902 | 0.84052 | 1
ALL | TB | 36.6 | 0.56967 | 0.84065 | 3
ALL | TB | 36.62 | 0.56988 | 0.84065 | 1
ALL | TB | 36.63 | 0.57031 | 0.84068 | 2
ALL | TB | 36.65 | 0.57074 | 0.8407 | 2
ALL | TB | 36.66 | 0.57096 | 0.8413 | 1
ALL | TB | 36.69 | 0.57118 | 0.84131 | 1
ALL | TB | 36.72 | 0.57139 | 0.84131 | 1
ALL | TB | 36.722 | 0.57161 | 0.84136 | 1
ALL | TB | 36.73 | 0.57247 | 0.8414 | 4
ALL | TB | 36.75 | 0.57269 | 0.8414 | 1
ALL | TB | 36.76 | 0.57312 | 0.84279 | 2
ALL | TB | 36.7965 | 0.57334 | 0.84283 | 1
ALL | TB | 36.8 | 0.57355 | 0.84283 | 1
ALL | TB | 36.81 | 0.57658 | 0.84295 | 14
ALL | TB | 36.83 | 0.5768 | 0.84295 | 1
ALL | TB | 36.84 | 0.57723 | 0.84304 | 2
ALL | TB | 36.85 | 0.57766 | 0.84305 | 2
ALL | TB | 36.86 | 0.57788 | 0.84306 | 1
ALL | TB | 36.88 | 0.5781 | 0.84306 | 1
ALL | TB | 36.9 | 0.57875 | 0.84337 | 3
ALL | TB | 36.91 | 0.57961 | 0.84371 | 4
ALL | TB | 36.92 | 0.57983 | 0.84372 | 1
ALL | TB | 36.9282 | 0.58005 | 0.84374 | 1
ALL | TB | 36.93 | 0.58027 | 0.84375 | 1
ALL | TB | 36.95 | 0.58048 | 0.84376 | 1
ALL | TB | 36.97 | 0.5807 | 0.84376 | 1
ALL | TB | 36.98 | 0.58113 | 0.84389 | 2
ALL | TB | 37 | 0.58135 | 0.84397 | 1
ALL | TB | 37.02 | 0.58157 | 0.84444 | 1
ALL | TB | 37.03 | 0.58222 | 0.84446 | 3
ALL | TB | 37.06 | 0.58266 | 0.84446 | 2
ALL | TB | 37.07 | 0.58288 | 0.84476 | 1
ALL | TB | 37.1 | 0.58309 | 0.84476 | 1
ALL | TB | 37.11 | 0.58331 | 0.84553 | 1
ALL | TB | 37.15 | 0.58353 | 0.84554 | 1
ALL | TB | 37.16 | 0.58375 | 0.84581 | 1
ALL | TB | 37.18 | 0.58397 | 0.84631 | 1
ALL | TB | 37.19 | 0.58419 | 0.84687 | 1
ALL | TB | 37.2 | 0.58484 | 0.84688 | 3
ALL | TB | 37.21 | 0.58506 | 0.84689 | 1
ALL | TB | 37.2164 | 0.58528 | 0.84693 | 1
ALL | TB | 37.227 | 0.5855 | 0.84696 | 1
ALL | TB | 37.24 | 0.58572 | 0.84697 | 1
ALL | TB | 37.25 | 0.58615 | 0.84698 | 2
ALL | TB | 37.28 | 0.58637 | 0.84723 | 1
ALL | TB | 37.32 | 0.58659 | 0.84724 | 1
ALL | TB | 37.33 | 0.58681 | 0.84724 | 1
ALL | TB | 37.34 | 0.58703 | 0.84724 | 1
ALL | TB | 37.35 | 0.58725 | 0.84725 | 1
ALL | TB | 37.3523 | 0.58747 | 0.84729 | 1
ALL | TB | 37.39 | 0.58769 | 0.84789 | 1
ALL | TB | 37.41 | 0.58813 | 0.8479 | 2
ALL | TB | 37.44 | 0.58901 | 0.84834 | 4
ALL | TB | 37.47 | 0.58945 | 0.84835 | 2
ALL | TB | 37.48 | 0.58967 | 0.84863 | 1
ALL | TB | 37.52 | 0.58989 | 0.84892 | 1
ALL | TB | 37.521 | 0.59011 | 0.849 | 1
ALL | TB | 37.56 | 0.59033 | 0.84901 | 1
ALL | TB | 37.57 | 0.59099 | 0.84902 | 3
ALL | TB | 37.59 | 0.59122 | 0.84905 | 1
ALL | TB | 37.61 | 0.59144 | 0.84906 | 1
ALL | TB | 37.63 | 0.59166 | 0.84906 | 1
ALL | TB | 37.64 | 0.59188 | 0.84907 | 1
ALL | TB | 37.66 | 0.59232 | 0.84907 | 2
ALL | TB | 37.71 | 0.59254 | 0.84908 | 1
ALL | TB | 37.72 | 0.59277 | 0.84908 | 1
ALL | TB | 37.74 | 0.59299 | 0.84909 | 1
ALL | TB | 37.75 | 0.59321 | 0.84909 | 1
ALL | TB | 37.82 | 0.59365 | 0.84988 | 2
ALL | TB | 37.84 | 0.59432 | 0.84996 | 3
ALL | TB | 37.85 | 0.59454 | 0.85191 | 1
ALL | TB | 37.86 | 0.59477 | 0.85197 | 1
ALL | TB | 37.9 | 0.59588 | 0.852 | 5
ALL | TB | 37.91 | 0.5961 | 0.85203 | 1
ALL | TB | 37.9224 | 0.59632 | 0.85204 | 1
ALL | TB | 37.93 | 0.59655 | 0.85275 | 1
ALL | TB | 37.95 | 0.59722 | 0.85276 | 3
ALL | TB | 37.99 | 0.59744 | 0.85295 | 1
ALL | TB | 38 | 0.59766 | 0.85295 | 1
ALL | TB | 38.04 | 0.59789 | 0.85403 | 1
ALL | TB | 38.05 | 0.59811 | 0.85403 | 1
ALL | TB | 38.09 | 0.59833 | 0.85404 | 1
ALL | TB | 38.11 | 0.59878 | 0.85448 | 2
ALL | TB | 38.13 | 0.59945 | 0.85449 | 3
ALL | TB | 38.15 | 0.5999 | 0.8545 | 2
ALL | TB | 38.18 | 0.60013 | 0.85486 | 1
ALL | TB | 38.19 | 0.60035 | 0.85486 | 1
ALL | TB | 38.25 | 0.60058 | 0.85486 | 1
ALL | TB | 38.29 | 0.6008 | 0.85487 | 1
ALL | TB | 38.3 | 0.60103 | 0.85487 | 1
ALL | TB | 38.32 | 0.60125 | 0.85488 | 1
ALL | TB | 38.34 | 0.60148 | 0.85518 | 1
ALL | TB | 38.45 | 0.6017 | 0.85568 | 1
ALL | TB | 38.46 | 0.60216 | 0.85673 | 2
ALL | TB | 38.49 | 0.60238 | 0.85675 | 1
ALL | TB | 38.51 | 0.60261 | 0.85676 | 1
ALL | TB | 38.52 | 0.60306 | 0.8568 | 2
ALL | TB | 38.53 | 0.60329 | 0.8568 | 1
ALL | TB | 38.55 | 0.60374 | 0.85688 | 2
ALL | TB | 38.62 | 0.60397 | 0.85735 | 1
ALL | TB | 38.63 | 0.60578 | 0.8579 | 8
ALL | TB | 38.65 | 0.60601 | 0.8579 | 1
ALL | TB | 38.68 | 0.60646 | 0.85819 | 2
ALL | TB | 38.69 | 0.60669 | 0.8587 | 1
ALL | TB | 38.7 | 0.60692 | 0.8587 | 1
ALL | TB | 38.71 | 0.60715 | 0.85902 | 1
ALL | TB | 38.72 | 0.60737 | 0.85902 | 1
ALL | TB | 38.74 | 0.6076 | 0.85902 | 1
ALL | TB | 38.76 | 0.60783 | 0.85903 | 1
ALL | TB | 38.85 | 0.60806 | 0.85903 | 1
ALL | TB | 38.86 | 0.60852 | 0.85909 | 2
ALL | TB | 38.88 | 0.60897 | 0.8591 | 2
ALL | TB | 38.96 | 0.6092 | 0.85926 | 1
ALL | TB | 38.98 | 0.60943 | 0.85926 | 1
ALL | TB | 39.04 | 0.60966 | 0.85927 | 1
ALL | TB | 39.06 | 0.60989 | 0.85939 | 1
ALL | TB | 39.1 | 0.61012 | 0.85942 | 1
ALL | TB | 39.11 | 0.61058 | 0.85965 | 2
ALL | TB | 39.14 | 0.61081 | 0.85966 | 1
ALL | TB | 39.17 | 0.61104 | 0.85967 | 1
ALL | TB | 39.26 | 0.61127 | 0.85967 | 1
ALL | TB | 39.31 | 0.6115 | 0.85968 | 1
ALL | TB | 39.33 | 0.61173 | 0.85982 | 1
ALL | TB | 39.37 | 0.61196 | 0.85982 | 1
ALL | TB | 39.38 | 0.61266 | 0.85984 | 3
ALL | TB | 39.41 | 0.61289 | 0.85989 | 1
ALL | TB | 39.51 | 0.61428 | 0.8603 | 6
ALL | TB | 39.53 | 0.61451 | 0.86031 | 1
ALL | TB | 39.58 | 0.61824 | 0.86064 | 16
ALL | TB | 39.59 | 0.61893 | 0.86069 | 3
ALL | TB | 39.6 | 0.61917 | 0.86069 | 1
ALL | TB | 39.61 | 0.6194 | 0.86087 | 1
ALL | TB | 39.6198 | 0.61963 | 0.86093 | 1
ALL | TB | 39.64 | 0.6201 | 0.86095 | 2
ALL | TB | 39.65 | 0.62056 | 0.86111 | 2
ALL | TB | 39.66 | 0.6208 | 0.86112 | 1
ALL | TB | 39.72 | 0.6215 | 0.86117 | 3
ALL | TB | 39.79 | 0.62197 | 0.86119 | 2
ALL | TB | 39.8 | 0.6222 | 0.86129 | 1
ALL | TB | 39.81 | 0.62243 | 0.8613 | 1
ALL | TB | 39.86 | 0.62267 | 0.86144 | 1
ALL | TB | 39.88 | 0.6229 | 0.86145 | 1
ALL | TB | 39.9 | 0.62314 | 0.86145 | 1
ALL | TB | 39.91 | 0.62337 | 0.86145 | 1
ALL | TB | 39.92 | 0.62361 | 0.86194 | 1
ALL | TB | 39.96 | 0.62384 | 0.86221 | 1
ALL | TB | 39.99 | 0.62408 | 0.86308 | 1
ALL | TB | 40.03 | 0.62455 | 0.86309 | 2
ALL | TB | 40.05 | 0.62502 | 0.86334 | 2
ALL | TB | 40.07 | 0.62549 | 0.86471 | 2
ALL | TB | 40.11 | 0.62572 | 0.86485 | 1
ALL | TB | 40.1144 | 0.62596 | 0.86487 | 1
ALL | TB | 40.12 | 0.6262 | 0.86487 | 1
ALL | TB | 40.16 | 0.62643 | 0.86487 | 1
ALL | TB | 40.1617 | 0.62667 | 0.86488 | 1
ALL | TB | 40.18 | 0.6269 | 0.86488 | 1
ALL | TB | 40.21 | 0.62761 | 0.86528 | 3
ALL | TB | 40.23 | 0.62785 | 0.86529 | 1
ALL | TB | 40.24 | 0.62974 | 0.86549 | 8
ALL | TB | 40.26 | 0.62998 | 0.86591 | 1
ALL | TB | 40.28 | 0.63021 | 0.86592 | 1
ALL | TB | 40.3 | 0.63045 | 0.86738 | 1
ALL | TB | 40.31 | 0.63116 | 0.86753 | 3
ALL | TB | 40.35 | 0.63164 | 0.86764 | 2
ALL | TB | 40.37 | 0.63187 | 0.86765 | 1
ALL | TB | 40.38 | 0.63235 | 0.86775 | 2
ALL | TB | 40.41 | 0.63259 | 0.86776 | 1
ALL | TB | 40.43 | 0.63306 | 0.86778 | 2
ALL | TB | 40.45 | 0.6333 | 0.86778 | 1
ALL | TB | 40.47 | 0.63354 | 0.86779 | 1
ALL | TB | 40.5 | 0.63377 | 0.86779 | 1
ALL | TB | 40.52 | 0.63401 | 0.86913 | 1
ALL | TB | 40.54 | 0.63425 | 0.86949 | 1
ALL | TB | 40.56 | 0.63449 | 0.8695 | 1
ALL | TB | 40.6 | 0.63497 | 0.87024 | 2
ALL | TB | 40.61 | 0.63544 | 0.87025 | 2
ALL | TB | 40.67 | 0.63592 | 0.87028 | 2
ALL | TB | 40.68 | 0.6364 | 0.87061 | 2
ALL | TB | 40.72 | 0.63664 | 0.87062 | 1
ALL | TB | 40.73 | 0.63688 | 0.87089 | 1
ALL | TB | 40.74 | 0.63712 | 0.87118 | 1
ALL | TB | 40.76 | 0.63736 | 0.87124 | 1
ALL | TB | 40.77 | 0.63855 | 0.87124 | 5
ALL | TB | 40.8 | 0.63879 | 0.87172 | 1
ALL | TB | 40.83 | 0.63903 | 0.87172 | 1
ALL | TB | 40.89 | 0.63927 | 0.87173 | 1
ALL | TB | 40.91 | 0.63952 | 0.87173 | 1
ALL | TB | 40.95 | 0.63976 | 0.87173 | 1
ALL | TB | 40.96 | 0.64 | 0.87176 | 1
ALL | TB | 40.97 | 0.64024 | 0.87183 | 1
ALL | TB | 40.98 | 0.64048 | 0.87184 | 1
ALL | TB | 41 | 0.64072 | 0.87184 | 1
ALL | TB | 41.0062 | 0.64096 | 0.87186 | 1
ALL | TB | 41.02 | 0.6412 | 0.87186 | 1
ALL | TB | 41.03 | 0.64144 | 0.87187 | 1
ALL | TB | 41.04 | 0.64168 | 0.87187 | 1
ALL | TB | 41.064 | 0.64192 | 0.8719 | 1
ALL | TB | 41.09 | 0.64217 | 0.8719 | 1
ALL | TB | 41.15 | 0.64241 | 0.87191 | 1
ALL | TB | 41.16 | 0.64265 | 0.87191 | 1
ALL | TB | 41.18 | 0.64289 | 0.87326 | 1
ALL | TB | 41.23 | 0.64507 | 0.87347 | 9
ALL | TB | 41.26 | 0.64532 | 0.87348 | 1
ALL | TB | 41.2935 | 0.64556 | 0.87349 | 1
ALL | TB | 41.33 | 0.6458 | 0.8735 | 1
ALL | TB | 41.36 | 0.64604 | 0.8735 | 1
ALL | TB | 41.37 | 0.64629 | 0.87351 | 1
ALL | TB | 41.39 | 0.64653 | 0.87352 | 1
ALL | TB | 41.42 | 0.64677 | 0.87376 | 1
ALL | TB | 41.47 | 0.64702 | 0.87469 | 1
ALL | TB | 41.51 | 0.64775 | 0.87472 | 3
ALL | TB | 41.52 | 0.64799 | 0.87472 | 1
ALL | TB | 41.62 | 0.64848 | 0.87597 | 2
ALL | TB | 41.6224 | 0.64873 | 0.87618 | 1
ALL | TB | 41.6273 | 0.64897 | 0.87621 | 1
ALL | TB | 41.64 | 0.64922 | 0.87659 | 1
ALL | TB | 41.66 | 0.64946 | 0.87667 | 1
ALL | TB | 41.89 | 0.64971 | 0.87701 | 1
ALL | TB | 41.91 | 0.64995 | 0.87727 | 1
ALL | TB | 41.97 | 0.6502 | 0.87728 | 1
ALL | TB | 41.98 | 0.65045 | 0.87781 | 1
ALL | TB | 42.01 | 0.65069 | 0.87845 | 1
ALL | TB | 42.02 | 0.65119 | 0.87865 | 2
ALL | TB | 42.0222 | 0.65144 | 0.87867 | 1
ALL | TB | 42.04 | 0.65267 | 0.87872 | 5
ALL | TB | 42.06 | 0.65292 | 0.87872 | 1
ALL | TB | 42.1 | 0.65316 | 0.87906 | 1
ALL | TB | 42.11 | 0.65341 | 0.87906 | 1
ALL | TB | 42.13 | 0.65366 | 0.87907 | 1
ALL | TB | 42.14 | 0.65391 | 0.87929 | 1
ALL | TB | 42.22 | 0.65416 | 0.8793 | 1
ALL | TB | 42.23 | 0.6544 | 0.87982 | 1
ALL | TB | 42.28 | 0.65465 | 0.87983 | 1
ALL | TB | 42.29 | 0.6549 | 0.87984 | 1
ALL | TB | 42.32 | 0.6554 | 0.88122 | 2
ALL | TB | 42.35 | 0.65565 | 0.88123 | 1
ALL | TB | 42.37 | 0.6559 | 0.88152 | 1
ALL | TB | 42.38 | 0.65615 | 0.88152 | 1
ALL | TB | 42.39 | 0.65814 | 0.88168 | 8
ALL | TB | 42.4 | 0.65839 | 0.88169 | 1
ALL | TB | 42.44 | 0.65864 | 0.88169 | 1
ALL | TB | 42.47 | 0.65889 | 0.8817 | 1
ALL | TB | 42.49 | 0.65939 | 0.88172 | 2
ALL | TB | 42.53 | 0.65989 | 0.88181 | 2
ALL | TB | 42.54 | 0.66014 | 0.88185 | 1
ALL | TB | 42.57 | 0.66039 | 0.88186 | 1
ALL | TB | 42.58 | 0.66064 | 0.88187 | 1
ALL | TB | 42.61 | 0.66164 | 0.88195 | 4
ALL | TB | 42.62 | 0.66189 | 0.88196 | 1
ALL | TB | 42.64 | 0.66214 | 0.88197 | 1
ALL | TB | 42.68 | 0.66239 | 0.88199 | 1
ALL | TB | 42.72 | 0.66264 | 0.88232 | 1
ALL | TB | 42.76 | 0.66289 | 0.88233 | 1
ALL | TB | 42.77 | 0.66314 | 0.88233 | 1
ALL | TB | 42.7779 | 0.66339 | 0.88237 | 1
ALL | TB | 42.81 | 0.66365 | 0.88238 | 1
ALL | TB | 42.82 | 0.6639 | 0.88239 | 1
ALL | TB | 42.83 | 0.66415 | 0.88241 | 1
ALL | TB | 42.85 | 0.6644 | 0.88255 | 1
ALL | TB | 42.86 | 0.66465 | 0.88256 | 1
ALL | TB | 42.87 | 0.66491 | 0.88256 | 1
ALL | TB | 42.9 | 0.66617 | 0.88268 | 5
ALL | TB | 42.91 | 0.66642 | 0.88269 | 1
ALL | TB | 42.9204 | 0.66667 | 0.88272 | 1
ALL | TB | 42.93 | 0.66692 | 0.88278 | 1
ALL | TB | 42.94 | 0.66718 | 0.88278 | 1
ALL | TB | 42.99 | 0.66743 | 0.88279 | 1
ALL | TB | 43.05 | 0.66869 | 0.88284 | 5
ALL | TB | 43.08 | 0.66895 | 0.88284 | 1
ALL | TB | 43.09 | 0.6692 | 0.88284 | 1
ALL | TB | 43.19 | 0.66945 | 0.88285 | 1
ALL | TB | 43.2131 | 0.66971 | 0.88285 | 1
ALL | TB | 43.26 | 0.67022 | 0.88379 | 2
ALL | TB | 43.35 | 0.67047 | 0.88388 | 1
ALL | TB | 43.4 | 0.67073 | 0.88388 | 1
ALL | TB | 43.48 | 0.67124 | 0.88428 | 2
ALL | TB | 43.5 | 0.67175 | 0.88436 | 2
ALL | TB | 43.5011 | 0.672 | 0.88443 | 1
ALL | TB | 43.51 | 0.67226 | 0.88455 | 1
ALL | TB | 43.54 | 0.67251 | 0.88456 | 1
ALL | TB | 43.5588 | 0.67277 | 0.88464 | 1
ALL | TB | 43.59 | 0.67303 | 0.88498 | 1
ALL | TB | 43.62 | 0.67328 | 0.88536 | 1
ALL | TB | 43.64 | 0.67354 | 0.8861 | 1
ALL | TB | 43.69 | 0.67405 | 0.88611 | 2
ALL | TB | 43.72 | 0.67431 | 0.88612 | 1
ALL | TB | 43.74 | 0.67457 | 0.88612 | 1
ALL | TB | 43.7669 | 0.67482 | 0.88613 | 1
ALL | TB | 43.77 | 0.67508 | 0.88613 | 1
ALL | TB | 43.79 | 0.67534 | 0.88614 | 1
ALL | TB | 43.8 | 0.6756 | 0.88615 | 1
ALL | TB | 43.82 | 0.67611 | 0.88616 | 2
ALL | TB | 43.85 | 0.67637 | 0.88616 | 1
ALL | TB | 43.8506 | 0.67663 | 0.88617 | 1
ALL | TB | 43.86 | 0.67714 | 0.88652 | 2
ALL | TB | 43.92 | 0.6774 | 0.88653 | 1
ALL | TB | 43.94 | 0.67766 | 0.88654 | 1
ALL | TB | 43.97 | 0.67792 | 0.88654 | 1
ALL | TB | 43.98 | 0.67818 | 0.88661 | 1
ALL | TB | 43.99 | 0.67843 | 0.88661 | 1
ALL | TB | 44.04 | 0.67869 | 0.88661 | 1
ALL | TB | 44.09 | 0.67895 | 0.88676 | 1
ALL | TB | 44.11 | 0.67921 | 0.88677 | 1
ALL | TB | 44.15 | 0.67947 | 0.88677 | 1
ALL | TB | 44.26 | 0.68077 | 0.88681 | 5
ALL | TB | 44.2603 | 0.68103 | 0.88682 | 1
ALL | TB | 44.29 | 0.68129 | 0.88682 | 1
ALL | TB | 44.3 | 0.68207 | 0.88693 | 3
ALL | TB | 44.37 | 0.68233 | 0.88693 | 1
ALL | TB | 44.38 | 0.68259 | 0.88695 | 1
ALL | TB | 44.4 | 0.68286 | 0.88698 | 1
ALL | TB | 44.4082 | 0.68312 | 0.88709 | 1
ALL | TB | 44.41 | 0.68338 | 0.8871 | 1
ALL | TB | 44.42 | 0.68364 | 0.88715 | 1
ALL | TB | 44.45 | 0.6839 | 0.88716 | 1
ALL | TB | 44.46 | 0.68416 | 0.88716 | 1
ALL | TB | 44.48 | 0.68442 | 0.88724 | 1
ALL | TB | 44.5 | 0.68468 | 0.88724 | 1
ALL | TB | 44.53 | 0.68495 | 0.88767 | 1
ALL | TB | 44.58 | 0.68521 | 0.88767 | 1
ALL | TB | 44.6 | 0.68547 | 0.88771 | 1
ALL | TB | 44.66 | 0.68573 | 0.88835 | 1
ALL | TB | 44.6857 | 0.68599 | 0.88838 | 1
ALL | TB | 44.7 | 0.68626 | 0.88847 | 1
ALL | TB | 44.77 | 0.68705 | 0.88848 | 3
ALL | TB | 44.82 | 0.68731 | 0.88849 | 1
ALL | TB | 44.83 | 0.68757 | 0.88849 | 1
ALL | TB | 44.89 | 0.68784 | 0.89164 | 1
ALL | TB | 44.8977 | 0.6881 | 0.89174 | 1
ALL | TB | 44.91 | 0.68837 | 0.893 | 1
ALL | TB | 44.92 | 0.68863 | 0.89375 | 1
ALL | TB | 44.96 | 0.68889 | 0.89376 | 1
ALL | TB | 45 | 0.68916 | 0.89376 | 1
ALL | TB | 45.01 | 0.68942 | 0.89377 | 1
ALL | TB | 45.04 | 0.68969 | 0.89377 | 1
ALL | TB | 45.05 | 0.68995 | 0.89378 | 1
ALL | TB | 45.06 | 0.69022 | 0.89379 | 1
ALL | TB | 45.09 | 0.69048 | 0.89381 | 1
ALL | TB | 45.11 | 0.69075 | 0.89381 | 1
ALL | TB | 45.17 | 0.69101 | 0.89382 | 1
ALL | TB | 45.21 | 0.69128 | 0.89382 | 1
ALL | TB | 45.3 | 0.69154 | 0.89383 | 1
ALL | TB | 45.39 | 0.69181 | 0.89383 | 1
ALL | TB | 45.4 | 0.69234 | 0.89387 | 2
ALL | TB | 45.43 | 0.69261 | 0.89388 | 1
ALL | TB | 45.47 | 0.69288 | 0.89389 | 1
ALL | TB | 45.48 | 0.69315 | 0.89389 | 1
ALL | TB | 45.49 | 0.69341 | 0.8939 | 1
ALL | TB | 45.52 | 0.69368 | 0.89429 | 1
ALL | TB | 45.53 | 0.69395 | 0.89431 | 1
ALL | TB | 45.54 | 0.69422 | 0.89431 | 1
ALL | TB | 45.55 | 0.69475 | 0.89592 | 2
ALL | TB | 45.59 | 0.69502 | 0.89592 | 1
ALL | TB | 45.61 | 0.69529 | 0.89593 | 1
ALL | TB | 45.65 | 0.69582 | 0.89598 | 2
ALL | TB | 45.66 | 0.69609 | 0.8962 | 1
ALL | TB | 45.72 | 0.69636 | 0.89629 | 1
ALL | TB | 45.81 | 0.6969 | 0.8963 | 2
ALL | TB | 45.82 | 0.69717 | 0.89695 | 1
ALL | TB | 45.89 | 0.69744 | 0.89695 | 1
ALL | TB | 45.91 | 0.69771 | 0.89722 | 1
ALL | TB | 46.06 | 0.69798 | 0.89723 | 1
ALL | TB | 46.08 | 0.69825 | 0.8975 | 1
ALL | TB | 46.1515 | 0.69852 | 0.89755 | 1
ALL | TB | 46.19 | 0.69879 | 0.89757 | 1
ALL | TB | 46.26 | 0.69906 | 0.89758 | 1
ALL | TB | 46.2633 | 0.69934 | 0.89759 | 1
ALL | TB | 46.27 | 0.69988 | 0.8976 | 2
ALL | TB | 46.3 | 0.70015 | 0.89761 | 1
ALL | TB | 46.31 | 0.70042 | 0.89763 | 1
ALL | TB | 46.35 | 0.7007 | 0.89774 | 1
ALL | TB | 46.39 | 0.70097 | 0.89775 | 1
ALL | TB | 46.41 | 0.70124 | 0.89775 | 1
ALL | TB | 46.4177 | 0.70151 | 0.89784 | 1
ALL | TB | 46.46 | 0.70206 | 0.89999 | 2
ALL | TB | 46.48 | 0.70261 | 0.90056 | 2
ALL | TB | 46.53 | 0.70288 | 0.90141 | 1
ALL | TB | 46.54 | 0.7037 | 0.90192 | 3
ALL | TB | 46.55 | 0.70397 | 0.90286 | 1
ALL | TB | 46.56 | 0.70452 | 0.9029 | 2
ALL | TB | 46.6 | 0.7048 | 0.9029 | 1
ALL | TB | 46.64 | 0.70534 | 0.90304 | 2
ALL | TB | 46.65 | 0.70562 | 0.90305 | 1
ALL | TB | 46.72 | 0.70589 | 0.90305 | 1
ALL | TB | 46.76 | 0.70672 | 0.90307 | 3
ALL | TB | 46.77 | 0.70699 | 0.90308 | 1
ALL | TB | 46.8189 | 0.70727 | 0.90321 | 1
ALL | TB | 46.8199 | 0.70754 | 0.90322 | 1
ALL | TB | 46.83 | 0.70809 | 0.90403 | 2
ALL | TB | 46.87 | 0.70837 | 0.90412 | 1
ALL | TB | 46.95 | 0.70864 | 0.90413 | 1
ALL | TB | 46.96 | 0.7092 | 0.90418 | 2
ALL | TB | 46.99 | 0.70975 | 0.90436 | 2
ALL | TB | 47.02 | 0.71002 | 0.90476 | 1
ALL | TB | 47.09 | 0.71058 | 0.90477 | 2
ALL | TB | 47.1 | 0.71086 | 0.90478 | 1
ALL | TB | 47.16 | 0.71113 | 0.90478 | 1
ALL | TB | 47.22 | 0.71141 | 0.90478 | 1
ALL | TB | 47.23 | 0.71196 | 0.90479 | 2
ALL | TB | 47.25 | 0.71224 | 0.90482 | 1
ALL | TB | 47.32 | 0.71252 | 0.90561 | 1
ALL | TB | 47.39 | 0.7128 | 0.90584 | 1
ALL | TB | 47.42 | 0.71308 | 0.90584 | 1
ALL | TB | 47.46 | 0.71364 | 0.90603 | 2
ALL | TB | 47.47 | 0.71419 | 0.90604 | 2
ALL | TB | 47.4771 | 0.71447 | 0.90605 | 1
ALL | TB | 47.54 | 0.71475 | 0.90608 | 1
ALL | TB | 47.56 | 0.71503 | 0.90609 | 1
ALL | TB | 47.65 | 0.71559 | 0.90617 | 2
ALL | TB | 47.69 | 0.71587 | 0.90618 | 1
ALL | TB | 47.72 | 0.71615 | 0.90619 | 1
ALL | TB | 47.75 | 0.71699 | 0.9062 | 3
ALL | TB | 47.94 | 0.71728 | 0.90621 | 1
ALL | TB | 47.9816 | 0.71756 | 0.90627 | 1
ALL | TB | 47.9831 | 0.71784 | 0.90629 | 1
ALL | TB | 48.02 | 0.71812 | 0.90634 | 1
ALL | TB | 48.03 | 0.7184 | 0.90727 | 1
ALL | TB | 48.04 | 0.71869 | 0.90806 | 1
ALL | TB | 48.12 | 0.71897 | 0.90887 | 1
ALL | TB | 48.14 | 0.71925 | 0.90888 | 1
ALL | TB | 48.19 | 0.71954 | 0.90889 | 1
ALL | TB | 48.2 | 0.71982 | 0.90889 | 1
ALL | TB | 48.24 | 0.7201 | 0.90949 | 1
ALL | TB | 48.26 | 0.72039 | 0.90956 | 1
ALL | TB | 48.3 | 0.72067 | 0.90995 | 1
ALL | TB | 48.35 | 0.72124 | 0.90996 | 2
ALL | TB | 48.3914 | 0.72152 | 0.91001 | 1
ALL | TB | 48.44 | 0.72181 | 0.91001 | 1
ALL | TB | 48.4721 | 0.72209 | 0.91003 | 1
ALL | TB | 48.49 | 0.72238 | 0.91021 | 1
ALL | TB | 48.52 | 0.72266 | 0.91119 | 1
ALL | TB | 48.54 | 0.72295 | 0.9112 | 1
ALL | TB | 48.68 | 0.72323 | 0.91121 | 1
ALL | TB | 48.7 | 0.72352 | 0.9118 | 1
ALL | TB | 48.74 | 0.72381 | 0.91197 | 1
ALL | TB | 48.77 | 0.72409 | 0.91197 | 1
ALL | TB | 48.78 | 0.72438 | 0.91197 | 1
ALL | TB | 48.81 | 0.72467 | 0.91224 | 1
ALL | TB | 48.9071 | 0.72495 | 0.91224 | 1
ALL | TB | 49 | 0.72524 | 0.91225 | 1
ALL | TB | 49.09 | 0.72553 | 0.91225 | 1
ALL | TB | 49.13 | 0.7264 | 0.91244 | 3
ALL | TB | 49.1446 | 0.72669 | 0.91246 | 1
ALL | TB | 49.22 | 0.72726 | 0.91314 | 2
ALL | TB | 49.23 | 0.73074 | 0.91364 | 12
ALL | TB | 49.3 | 0.73103 | 0.91382 | 1
ALL | TB | 49.32 | 0.73132 | 0.91384 | 1
ALL | TB | 49.37 | 0.73364 | 0.91389 | 8
ALL | TB | 49.42 | 0.73393 | 0.9139 | 1
ALL | TB | 49.44 | 0.73422 | 0.9139 | 1
ALL | TB | 49.4435 | 0.73451 | 0.91401 | 1
ALL | TB | 49.4922 | 0.7348 | 0.91402 | 1
ALL | TB | 49.51 | 0.73509 | 0.91428 | 1
ALL | TB | 49.58 | 0.73567 | 0.91431 | 2
ALL | TB | 49.63 | 0.73596 | 0.91432 | 1
ALL | TB | 49.7 | 0.73626 | 0.91432 | 1
ALL | TB | 49.73 | 0.73684 | 0.91474 | 2
ALL | TB | 49.769 | 0.73713 | 0.91479 | 1
ALL | TB | 49.77 | 0.73743 | 0.9148 | 1
ALL | TB | 49.81 | 0.73772 | 0.91499 | 1
ALL | TB | 49.82 | 0.73801 | 0.91501 | 1
ALL | TB | 49.84 | 0.7383 | 0.91502 | 1
ALL | TB | 49.85 | 0.7386 | 0.91531 | 1
ALL | TB | 49.87 | 0.73918 | 0.91531 | 2
ALL | TB | 49.88 | 0.73948 | 0.91566 | 1
ALL | TB | 49.89 | 0.73977 | 0.91598 | 1
ALL | TB | 50.03 | 0.74095 | 0.91599 | 4
ALL | TB | 50.08 | 0.74124 | 0.916 | 1
ALL | TB | 50.09 | 0.74153 | 0.91612 | 1
ALL | TB | 50.1141 | 0.74183 | 0.91612 | 1
ALL | TB | 50.12 | 0.74212 | 0.91618 | 1
ALL | TB | 50.14 | 0.74242 | 0.91618 | 1
ALL | TB | 50.17 | 0.74271 | 0.91637 | 1
ALL | TB | 50.18 | 0.74301 | 0.91638 | 1
ALL | TB | 50.19 | 0.7436 | 0.9164 | 2
ALL | TB | 50.2 | 0.74389 | 0.91643 | 1
ALL | TB | 50.22 | 0.74419 | 0.91644 | 1
ALL | TB | 50.221 | 0.74448 | 0.91648 | 1
ALL | TB | 50.26 | 0.74507 | 0.91675 | 2
ALL | TB | 50.3 | 0.74537 | 0.91682 | 1
ALL | TB | 50.3172 | 0.74567 | 0.91693 | 1
ALL | TB | 50.34 | 0.74626 | 0.91696 | 2
ALL | TB | 50.35 | 0.74655 | 0.91696 | 1
ALL | TB | 50.36 | 0.74685 | 0.91697 | 1
ALL | TB | 50.4 | 0.74714 | 0.91721 | 1
ALL | TB | 50.45 | 0.74744 | 0.91744 | 1
ALL | TB | 50.5271 | 0.74774 | 0.91744 | 1
ALL | TB | 50.59 | 0.74804 | 0.91835 | 1
ALL | TB | 50.6 | 0.74952 | 0.91841 | 5
ALL | TB | 50.62 | 0.74982 | 0.91856 | 1
ALL | TB | 50.74 | 0.75012 | 0.91856 | 1
ALL | TB | 50.83 | 0.75042 | 0.91858 | 1
ALL | TB | 50.98 | 0.75102 | 0.91859 | 2
ALL | TB | 51.03 | 0.75132 | 0.9186 | 1
ALL | TB | 51.08 | 0.75162 | 0.91868 | 1
ALL | TB | 51.2651 | 0.75192 | 0.91875 | 1
ALL | TB | 51.27 | 0.75222 | 0.91876 | 1
ALL | TB | 51.3 | 0.75252 | 0.91877 | 1
ALL | TB | 51.32 | 0.75282 | 0.9189 | 1
ALL | TB | 51.35 | 0.75343 | 0.91904 | 2
ALL | TB | 51.39 | 0.75373 | 0.9207 | 1
ALL | TB | 51.3986 | 0.75403 | 0.92077 | 1
ALL | TB | 51.46 | 0.75433 | 0.92078 | 1
ALL | TB | 51.56 | 0.75463 | 0.92078 | 1
ALL | TB | 51.57 | 0.75494 | 0.92079 | 1
ALL | TB | 51.79 | 0.75524 | 0.92079 | 1
ALL | TB | 51.8 | 0.75555 | 0.92079 | 1
ALL | TB | 51.83 | 0.75585 | 0.9208 | 1
ALL | TB | 51.9 | 0.75616 | 0.92089 | 1
ALL | TB | 51.95 | 0.75646 | 0.921 | 1
ALL | TB | 51.96 | 0.75707 | 0.92103 | 2
ALL | TB | 51.97 | 0.75738 | 0.92109 | 1
ALL | TB | 51.99 | 0.75768 | 0.92213 | 1
ALL | TB | 52.02 | 0.75799 | 0.92263 | 1
ALL | TB | 52.11 | 0.7583 | 0.92267 | 1
ALL | TB | 52.15 | 0.7586 | 0.92486 | 1
ALL | TB | 52.3 | 0.75891 | 0.92501 | 1
ALL | TB | 52.37 | 0.75922 | 0.92501 | 1
ALL | TB | 52.38 | 0.75952 | 0.92502 | 1
ALL | TB | 52.4 | 0.75983 | 0.92645 | 1
ALL | TB | 52.48 | 0.76014 | 0.92645 | 1
ALL | TB | 52.5269 | 0.76045 | 0.92646 | 1
ALL | TB | 52.57 | 0.76076 | 0.92654 | 1
ALL | TB | 52.64 | 0.76107 | 0.92654 | 1
ALL | TB | 52.66 | 0.76138 | 0.92655 | 1
ALL | TB | 52.6615 | 0.76169 | 0.92657 | 1
ALL | TB | 52.68 | 0.762 | 0.92658 | 1
ALL | TB | 52.76 | 0.76293 | 0.92662 | 3
ALL | TB | 52.77 | 0.76324 | 0.92663 | 1
ALL | TB | 52.78 | 0.76355 | 0.92663 | 1
ALL | TB | 52.81 | 0.76417 | 0.92664 | 2
ALL | TB | 52.85 | 0.76448 | 0.92688 | 1
ALL | TB | 53.05 | 0.76573 | 0.92691 | 4
ALL | TB | 53.1 | 0.76604 | 0.92691 | 1
ALL | TB | 53.15 | 0.76666 | 0.92692 | 2
ALL | TB | 53.32 | 0.76698 | 0.92693 | 1
ALL | TB | 53.4 | 0.76792 | 0.92702 | 3
ALL | TB | 53.42 | 0.76823 | 0.92702 | 1
ALL | TB | 53.44 | 0.76855 | 0.92705 | 1
ALL | TB | 53.48 | 0.76886 | 0.92707 | 1
ALL | TB | 53.5164 | 0.76917 | 0.92709 | 1
ALL | TB | 53.61 | 0.76949 | 0.9279 | 1
ALL | TB | 53.73 | 0.7698 | 0.92801 | 1
ALL | TB | 53.84 | 0.77012 | 0.92801 | 1
ALL | TB | 53.85 | 0.77044 | 0.92802 | 1
ALL | TB | 53.87 | 0.77075 | 0.92805 | 1
ALL | TB | 53.92 | 0.77107 | 0.92805 | 1
ALL | TB | 53.94 | 0.77361 | 0.92847 | 8
ALL | TB | 53.95 | 0.77392 | 0.92868 | 1
ALL | TB | 53.98 | 0.77424 | 0.92919 | 1
ALL | TB | 54.04 | 0.77488 | 0.93017 | 2
ALL | TB | 54.13 | 0.77519 | 0.93018 | 1
ALL | TB | 54.15 | 0.77615 | 0.93019 | 3
ALL | TB | 54.19 | 0.7771 | 0.93024 | 3
ALL | TB | 54.283 | 0.77742 | 0.93024 | 1
ALL | TB | 54.29 | 0.77998 | 0.93031 | 8
ALL | TB | 54.3077 | 0.7803 | 0.93033 | 1
ALL | TB | 54.35 | 0.78061 | 0.93059 | 1
ALL | TB | 54.4106 | 0.78093 | 0.93063 | 1
ALL | TB | 54.57 | 0.78158 | 0.93169 | 2
ALL | TB | 54.5732 | 0.7819 | 0.93171 | 1
ALL | TB | 54.58 | 0.78222 | 0.9321 | 1
ALL | TB | 54.64 | 0.78254 | 0.93211 | 1
ALL | TB | 54.68 | 0.7835 | 0.93214 | 3
ALL | TB | 54.7612 | 0.78382 | 0.93215 | 1
ALL | TB | 54.91 | 0.78415 | 0.93215 | 1
ALL | TB | 54.9399 | 0.78447 | 0.93215 | 1
ALL | TB | 55.02 | 0.78479 | 0.93217 | 1
ALL | TB | 55.09 | 0.78512 | 0.9324 | 1
ALL | TB | 55.18 | 0.78544 | 0.93268 | 1
ALL | TB | 55.22 | 0.78609 | 0.93341 | 2
ALL | TB | 55.2281 | 0.78642 | 0.93341 | 1
ALL | TB | 55.29 | 0.78674 | 0.93462 | 1
ALL | TB | 55.4 | 0.78707 | 0.93477 | 1
ALL | TB | 55.45 | 0.78739 | 0.93497 | 1
ALL | TB | 55.5535 | 0.78772 | 0.93499 | 1
ALL | TB | 55.5757 | 0.78804 | 0.93504 | 1
ALL | TB | 55.59 | 0.78837 | 0.93506 | 1
ALL | TB | 55.74 | 0.7887 | 0.93596 | 1
ALL | TB | 55.7583 | 0.78903 | 0.93599 | 1
ALL | TB | 55.88 | 0.78935 | 0.93638 | 1
ALL | TB | 55.9 | 0.79001 | 0.93639 | 2
ALL | TB | 55.9276 | 0.79034 | 0.93639 | 1
ALL | TB | 56.06 | 0.79067 | 0.93639 | 1
ALL | TB | 56.0943 | 0.791 | 0.9364 | 1
ALL | TB | 56.17 | 0.79133 | 0.9364 | 1
ALL | TB | 56.35 | 0.79166 | 0.93648 | 1
ALL | TB | 56.41 | 0.79199 | 0.9371 | 1
ALL | TB | 56.43 | 0.79232 | 0.93715 | 1
ALL | TB | 56.57 | 0.79266 | 0.93736 | 1
ALL | TB | 56.6839 | 0.79299 | 0.93751 | 1
ALL | TB | 56.73 | 0.79332 | 0.93751 | 1
ALL | TB | 56.76 | 0.79366 | 0.93752 | 1
ALL | TB | 56.8311 | 0.79399 | 0.93754 | 1
ALL | TB | 56.8812 | 0.79432 | 0.93759 | 1
ALL | TB | 56.99 | 0.79466 | 0.93768 | 1
ALL | TB | 57.0914 | 0.795 | 0.93768 | 1
ALL | TB | 57.2933 | 0.79533 | 0.93771 | 1
ALL | TB | 57.33 | 0.79601 | 0.9382 | 2
ALL | TB | 57.43 | 0.79634 | 0.93821 | 1
ALL | TB | 57.5 | 0.79668 | 0.93844 | 1
ALL | TB | 57.7154 | 0.79702 | 0.93847 | 1
ALL | TB | 57.72 | 0.79736 | 0.93932 | 1
ALL | TB | 57.75 | 0.7977 | 0.93961 | 1
ALL | TB | 58.27 | 0.79804 | 0.93972 | 1
ALL | TB | 58.82 | 0.79839 | 0.93995 | 1
ALL | TB | 58.85 | 0.79873 | 0.94003 | 1
ALL | TB | 58.88 | 0.79908 | 0.9407 | 1
ALL | TB | 58.89 | 0.79943 | 0.94071 | 1
ALL | TB | 58.92 | 0.79977 | 0.94075 | 1
ALL | TB | 58.93 | 0.80012 | 0.94076 | 1
ALL | TB | 58.97 | 0.80046 | 0.94094 | 1
ALL | TB | 59.13 | 0.80081 | 0.94095 | 1
ALL | TB | 59.32 | 0.80116 | 0.94529 | 1
ALL | TB | 59.35 | 0.80151 | 0.94555 | 1
ALL | TB | 59.4 | 0.80186 | 0.94556 | 1
ALL | TB | 59.4124 | 0.80221 | 0.94557 | 1
ALL | TB | 59.53 | 0.80256 | 0.94557 | 1
ALL | TB | 59.62 | 0.80291 | 0.94576 | 1
ALL | TB | 59.7215 | 0.80326 | 0.9458 | 1
ALL | TB | 59.7698 | 0.80361 | 0.94596 | 1
ALL | TB | 59.7951 | 0.80396 | 0.94597 | 1
ALL | TB | 59.81 | 0.80431 | 0.94599 | 1
ALL | TB | 59.82 | 0.80466 | 0.94649 | 1
ALL | TB | 59.8576 | 0.80502 | 0.9465 | 1
ALL | TB | 59.93 | 0.80537 | 0.94688 | 1
ALL | TB | 59.97 | 0.80572 | 0.94735 | 1
ALL | TB | 60.13 | 0.80749 | 0.94739 | 5
ALL | TB | 60.25 | 0.80784 | 0.94747 | 1
ALL | TB | 60.27 | 0.8082 | 0.94755 | 1
ALL | TB | 60.29 | 0.8089 | 0.94758 | 2
ALL | TB | 60.56 | 0.80926 | 0.94821 | 1
ALL | TB | 60.77 | 0.80962 | 0.94821 | 1
ALL | TB | 60.81 | 0.80998 | 0.94832 | 1
ALL | TB | 60.88 | 0.81033 | 0.94869 | 1
ALL | TB | 60.98 | 0.81069 | 0.94872 | 1
ALL | TB | 61.06 | 0.81105 | 0.94899 | 1
ALL | TB | 61.14 | 0.81141 | 0.94903 | 1
ALL | TB | 61.2897 | 0.81177 | 0.94905 | 1
ALL | TB | 61.51 | 0.81213 | 0.94909 | 1
ALL | TB | 61.58 | 0.81249 | 0.94943 | 1
ALL | TB | 61.6871 | 0.81286 | 0.94944 | 1
ALL | TB | 61.809 | 0.81322 | 0.94946 | 1
ALL | TB | 61.81 | 0.81358 | 0.95046 | 1
ALL | TB | 61.96 | 0.81395 | 0.95049 | 1
ALL | TB | 62.0406 | 0.81431 | 0.95052 | 1
ALL | TB | 62.1299 | 0.81468 | 0.95053 | 1
ALL | TB | 62.1304 | 0.81504 | 0.95064 | 1
ALL | TB | 62.22 | 0.81541 | 0.95071 | 1
ALL | TB | 62.26 | 0.81577 | 0.95071 | 1
ALL | TB | 62.499 | 0.81614 | 0.95072 | 1
ALL | TB | 62.5512 | 0.81651 | 0.95078 | 1
ALL | TB | 62.56 | 0.81688 | 0.95119 | 1
ALL | TB | 62.74 | 0.81724 | 0.95143 | 1
ALL | TB | 62.757 | 0.81761 | 0.95144 | 1
ALL | TB | 62.77 | 0.81798 | 0.9516 | 1
ALL | TB | 62.81 | 0.81835 | 0.95164 | 1
ALL | TB | 62.9 | 0.81872 | 0.95169 | 1
ALL | TB | 63.05 | 0.81909 | 0.95187 | 1
ALL | TB | 63.0799 | 0.81946 | 0.95187 | 1
ALL | TB | 63.09 | 0.81983 | 0.95191 | 1
ALL | TB | 63.0927 | 0.8202 | 0.95191 | 1
ALL | TB | 63.13 | 0.82057 | 0.95246 | 1
ALL | TB | 63.3637 | 0.82095 | 0.95247 | 1
ALL | TB | 63.37 | 0.82132 | 0.95294 | 1
ALL | TB | 63.7607 | 0.82169 | 0.95294 | 1
ALL | TB | 64.2785 | 0.82207 | 0.95295 | 1
ALL | TB | 64.33 | 0.82245 | 0.9532 | 1
ALL | TB | 64.34 | 0.82283 | 0.95395 | 1
ALL | TB | 64.69 | 0.82321 | 0.95405 | 1
ALL | TB | 64.82 | 0.82359 | 0.95418 | 1
ALL | TB | 65.11 | 0.82397 | 0.95424 | 1
ALL | TB | 65.187 | 0.82435 | 0.95431 | 1
ALL | TB | 65.34 | 0.82474 | 0.95434 | 1
ALL | TB | 65.36 | 0.82512 | 0.95434 | 1
ALL | TB | 65.37 | 0.82551 | 0.95445 | 1
ALL | TB | 65.49 | 0.82589 | 0.95468 | 1
ALL | TB | 65.5788 | 0.82628 | 0.9547 | 1
ALL | TB | 65.79 | 0.82666 | 0.95502 | 1
ALL | TB | 65.8808 | 0.82705 | 0.95503 | 1
ALL | TB | 66.23 | 0.82744 | 0.95535 | 1
ALL | TB | 66.2762 | 0.82783 | 0.95535 | 1
ALL | TB | 66.3625 | 0.82822 | 0.95537 | 1
ALL | TB | 66.54 | 0.82861 | 0.95567 | 1
ALL | TB | 66.61 | 0.829 | 0.9559 | 1
ALL | TB | 66.73 | 0.82979 | 0.95597 | 2
ALL | TB | 66.83 | 0.83018 | 0.95609 | 1
ALL | TB | 66.8727 | 0.83057 | 0.9561 | 1
ALL | TB | 66.9644 | 0.83097 | 0.95611 | 1
ALL | TB | 67.091 | 0.83136 | 0.95612 | 1
ALL | TB | 67.0975 | 0.83175 | 0.95623 | 1
ALL | TB | 67.63 | 0.83215 | 0.95647 | 1
ALL | TB | 67.773 | 0.83255 | 0.95649 | 1
ALL | TB | 67.8 | 0.83295 | 0.9568 | 1
ALL | TB | 67.98 | 0.83335 | 0.9568 | 1
ALL | TB | 68.46 | 0.83375 | 0.95713 | 1
ALL | TB | 68.8228 | 0.83415 | 0.95715 | 1
ALL | TB | 68.85 | 0.83456 | 0.95744 | 1
ALL | TB | 68.91 | 0.83496 | 0.95775 | 1
ALL | TB | 69 | 0.83537 | 0.95833 | 1
ALL | TB | 69.12 | 0.83578 | 0.95844 | 1
ALL | TB | 69.5056 | 0.83618 | 0.95846 | 1
ALL | TB | 69.5501 | 0.83659 | 0.95847 | 1
ALL | TB | 69.63 | 0.837 | 0.95975 | 1
ALL | TB | 70.0403 | 0.83741 | 0.95983 | 1
ALL | TB | 70.11 | 0.83783 | 0.95984 | 1
ALL | TB | 70.25 | 0.83824 | 0.96159 | 1
ALL | TB | 70.3 | 0.83865 | 0.96178 | 1
ALL | TB | 70.3683 | 0.83907 | 0.9618 | 1
ALL | TB | 71.05 | 0.83948 | 0.96257 | 1
ALL | TB | 71.29 | 0.8399 | 0.96339 | 1
ALL | TB | 71.49 | 0.84032 | 0.96353 | 1
ALL | TB | 71.52 | 0.84074 | 0.96373 | 1
ALL | TB | 71.59 | 0.84116 | 0.96374 | 1
ALL | TB | 71.64 | 0.84158 | 0.96381 | 1
ALL | TB | 71.76 | 0.84201 | 0.96425 | 1
ALL | TB | 71.795 | 0.84243 | 0.96427 | 1
ALL | TB | 72.05 | 0.84285 | 0.96436 | 1
ALL | TB | 72.11 | 0.84328 | 0.96437 | 1
ALL | TB | 72.24 | 0.8437 | 0.96469 | 1
ALL | TB | 72.2649 | 0.84412 | 0.96476 | 1
ALL | TB | 72.3705 | 0.84455 | 0.96477 | 1
ALL | TB | 72.5687 | 0.84498 | 0.96481 | 1
ALL | TB | 72.5963 | 0.8454 | 0.96482 | 1
ALL | TB | 72.7133 | 0.84583 | 0.96485 | 1
ALL | TB | 72.81 | 0.84626 | 0.96578 | 1
ALL | TB | 72.91 | 0.84669 | 0.96585 | 1
ALL | TB | 73.02 | 0.84755 | 0.96587 | 2
ALL | TB | 73.27 | 0.84798 | 0.96652 | 1
ALL | TB | 73.3994 | 0.84841 | 0.96655 | 1
ALL | TB | 73.62 | 0.84884 | 0.96655 | 1
ALL | TB | 74.09 | 0.84928 | 0.96709 | 1
ALL | TB | 74.7 | 0.84971 | 0.96716 | 1
ALL | TB | 74.75 | 0.85015 | 0.96858 | 1
ALL | TB | 75.1 | 0.85059 | 0.9697 | 1
ALL | TB | 75.33 | 0.85104 | 0.9697 | 1
ALL | TB | 75.86 | 0.85148 | 0.96983 | 1
ALL | TB | 75.9009 | 0.85193 | 0.96987 | 1
ALL | TB | 76.16 | 0.85282 | 0.97016 | 2
ALL | TB | 76.33 | 0.85327 | 0.97062 | 1
ALL | TB | 76.72 | 0.85417 | 0.9721 | 2
ALL | TB | 77.03 | 0.85463 | 0.97212 | 1
ALL | TB | 77.71 | 0.85508 | 0.97225 | 1
ALL | TB | 78.0897 | 0.85554 | 0.97225 | 1
ALL | TB | 78.2291 | 0.856 | 0.97226 | 1
ALL | TB | 78.47 | 0.85646 | 0.97229 | 1
ALL | TB | 78.87 | 0.85693 | 0.9727 | 1
ALL | TB | 79.41 | 0.85739 | 0.97294 | 1
ALL | TB | 79.44 | 0.85786 | 0.97473 | 1
ALL | TB | 79.4642 | 0.85833 | 0.97491 | 1
ALL | TB | 79.59 | 0.8588 | 0.97545 | 1
ALL | TB | 79.6382 | 0.85926 | 0.97546 | 1
ALL | TB | 79.74 | 0.85973 | 0.97555 | 1
ALL | TB | 79.8617 | 0.8602 | 0.97555 | 1
ALL | TB | 80.3 | 0.86067 | 0.97556 | 1
ALL | TB | 80.4145 | 0.86115 | 0.97557 | 1
ALL | TB | 80.7162 | 0.86162 | 0.97557 | 1
ALL | TB | 80.84 | 0.8621 | 0.97563 | 1
ALL | TB | 81.3238 | 0.86257 | 0.97563 | 1
ALL | TB | 81.3723 | 0.86305 | 0.97569 | 1
ALL | TB | 81.61 | 0.86353 | 0.97616 | 1
ALL | TB | 81.92 | 0.86401 | 0.97617 | 1
ALL | TB | 82.0582 | 0.8645 | 0.97619 | 1
ALL | TB | 82.2072 | 0.86498 | 0.9762 | 1
ALL | TB | 82.5849 | 0.86546 | 0.9762 | 1
ALL | TB | 82.65 | 0.86595 | 0.97621 | 1
ALL | TB | 82.66 | 0.86644 | 0.97632 | 1
ALL | TB | 83.2 | 0.86692 | 0.97635 | 1
ALL | TB | 83.2915 | 0.86741 | 0.97638 | 1
ALL | TB | 83.75 | 0.86791 | 0.97638 | 1
ALL | TB | 83.8809 | 0.8684 | 0.97638 | 1
ALL | TB | 83.9057 | 0.86889 | 0.97639 | 1
ALL | TB | 84.46 | 0.86939 | 0.97658 | 1
ALL | TB | 84.5342 | 0.86989 | 0.97659 | 1
ALL | TB | 84.56 | 0.87038 | 0.97662 | 1
ALL | TB | 84.69 | 0.87088 | 0.97667 | 1
ALL | TB | 84.78 | 0.87138 | 0.97669 | 1
ALL | TB | 84.91 | 0.87188 | 0.97679 | 1
ALL | TB | 85.4649 | 0.87238 | 0.97681 | 1
ALL | TB | 85.62 | 0.87288 | 0.97809 | 1
ALL | TB | 86.0834 | 0.87339 | 0.9781 | 1
ALL | TB | 86.3 | 0.8739 | 0.97833 | 1
ALL | TB | 86.47 | 0.8744 | 0.97855 | 1
ALL | TB | 86.7521 | 0.87491 | 0.97856 | 1
ALL | TB | 87.91 | 0.87543 | 0.97866 | 1
ALL | TB | 87.96 | 0.87595 | 0.97877 | 1
ALL | TB | 88.486 | 0.87647 | 0.97878 | 1
ALL | TB | 88.66 | 0.87699 | 0.97879 | 1
ALL | TB | 88.99 | 0.87751 | 0.97998 | 1
ALL | TB | 89.16 | 0.87804 | 0.98012 | 1
ALL | TB | 90.04 | 0.87856 | 0.98021 | 1
ALL | TB | 90.2122 | 0.87909 | 0.98022 | 1
ALL | TB | 90.41 | 0.87963 | 0.98319 | 1
ALL | TB | 90.6937 | 0.88016 | 0.98322 | 1
ALL | TB | 90.7001 | 0.88069 | 0.98322 | 1
ALL | TB | 90.74 | 0.88123 | 0.98403 | 1
ALL | TB | 91.5838 | 0.88176 | 0.98404 | 1
ALL | TB | 92.0195 | 0.8823 | 0.98405 | 1
ALL | TB | 92.61 | 0.88285 | 0.9841 | 1
ALL | TB | 92.85 | 0.88339 | 0.98416 | 1
ALL | TB | 94.0952 | 0.88395 | 0.98416 | 1
ALL | TB | 94.33 | 0.8845 | 0.98431 | 1
ALL | TB | 94.4936 | 0.88506 | 0.98431 | 1
ALL | TB | 94.5089 | 0.88561 | 0.98436 | 1
ALL | TB | 94.92 | 0.88617 | 0.98447 | 1
ALL | TB | 94.9841 | 0.88673 | 0.98448 | 1
ALL | TB | 95.61 | 0.88729 | 0.98463 | 1
ALL | TB | 95.7093 | 0.88785 | 0.98465 | 1
ALL | TB | 95.9264 | 0.88842 | 0.98465 | 1
ALL | TB | 96.3637 | 0.88898 | 0.98465 | 1
ALL | TB | 96.4176 | 0.88955 | 0.98468 | 1
ALL | TB | 97.398 | 0.89012 | 0.98469 | 1
ALL | TB | 98.75 | 0.8907 | 0.9847 | 1
ALL | TB | 99.1647 | 0.89128 | 0.98507 | 1
ALL | TB | 99.2041 | 0.89187 | 0.98509 | 1
ALL | TB | 99.316 | 0.89245 | 0.98513 | 1
ALL | TB | 99.55 | 0.89304 | 0.98516 | 1
ALL | TB | 99.9952 | 0.89362 | 0.98517 | 1
ALL | TB | 100.33 | 0.89421 | 0.9852 | 1
ALL | TB | 100.96 | 0.8954 | 0.98576 | 2
ALL | TB | 101.32 | 0.896 | 0.98577 | 1
ALL | TB | 101.67 | 0.89659 | 0.98603 | 1
ALL | TB | 102.6478 | 0.8972 | 0.98608 | 1
ALL | TB | 103.9781 | 0.89781 | 0.98608 | 1
ALL | TB | 104.2 | 0.89842 | 0.98662 | 1
ALL | TB | 104.428 | 0.89903 | 0.98663 | 1
ALL | TB | 104.704 | 0.89965 | 0.98663 | 1
ALL | TB | 104.9116 | 0.90027 | 0.98665 | 1
ALL | TB | 105.9565 | 0.90089 | 0.98669 | 1
ALL | TB | 106.0061 | 0.90151 | 0.9867 | 1
ALL | TB | 106.2281 | 0.90214 | 0.9867 | 1
ALL | TB | 107.4048 | 0.90277 | 0.98671 | 1
ALL | TB | 108.0868 | 0.9034 | 0.98676 | 1
ALL | TB | 108.49 | 0.90404 | 0.98685 | 1
ALL | TB | 108.5119 | 0.90468 | 0.98685 | 1
ALL | TB | 109.0592 | 0.90532 | 0.98687 | 1
ALL | TB | 109.1325 | 0.90596 | 0.98687 | 1
ALL | TB | 110.184 | 0.90661 | 0.98688 | 1
ALL | TB | 110.7369 | 0.90726 | 0.98692 | 1
ALL | TB | 110.9114 | 0.90791 | 0.98693 | 1
ALL | TB | 112.31 | 0.90857 | 0.98707 | 1
ALL | TB | 112.57 | 0.90923 | 0.9871 | 1
ALL | TB | 113.9987 | 0.9099 | 0.98711 | 1
ALL | TB | 115.05 | 0.91058 | 0.98784 | 1
ALL | TB | 115.0702 | 0.91125 | 0.98785 | 1
ALL | TB | 115.1203 | 0.91193 | 0.98786 | 1
ALL | TB | 115.4077 | 0.91261 | 0.98787 | 1
ALL | TB | 116.6581 | 0.91329 | 0.98789 | 1
ALL | TB | 116.9991 | 0.91398 | 0.9879 | 1
ALL | TB | 117.11 | 0.91536 | 0.99039 | 2
ALL | TB | 117.3329 | 0.91605 | 0.99041 | 1
ALL | TB | 118.84 | 0.91675 | 0.99067 | 1
ALL | TB | 118.8575 | 0.91744 | 0.99068 | 1
ALL | TB | 119.1295 | 0.91814 | 0.99069 | 1
ALL | TB | 119.9167 | 0.91885 | 0.9907 | 1
ALL | TB | 120.7384 | 0.91956 | 0.9907 | 1
ALL | TB | 120.9538 | 0.92027 | 0.99072 | 1
ALL | TB | 121.05 | 0.92098 | 0.99073 | 1
ALL | TB | 121.3351 | 0.92169 | 0.99073 | 1
ALL | TB | 121.3354 | 0.92241 | 0.99076 | 1
ALL | TB | 121.51 | 0.92312 | 0.99079 | 1
ALL | TB | 122.0421 | 0.92384 | 0.99081 | 1
ALL | TB | 122.1811 | 0.92456 | 0.99082 | 1
ALL | TB | 123.11 | 0.92528 | 0.99099 | 1
ALL | TB | 123.95 | 0.92601 | 0.99116 | 1
ALL | TB | 124.47 | 0.92674 | 0.99149 | 1
ALL | TB | 125.84 | 0.92748 | 0.9915 | 1
ALL | TB | 127.184 | 0.92823 | 0.9915 | 1
ALL | TB | 127.6 | 0.92898 | 0.99174 | 1
ALL | TB | 129.41 | 0.92974 | 0.99174 | 1
ALL | TB | 130.1523 | 0.9305 | 0.99176 | 1
ALL | TB | 131.43 | 0.93127 | 0.99208 | 1
ALL | TB | 131.8666 | 0.93205 | 0.9921 | 1
ALL | TB | 133.82 | 0.93284 | 0.99314 | 1
ALL | TB | 134.69 | 0.93363 | 0.99442 | 1
ALL | TB | 136.5905 | 0.93443 | 0.99442 | 1
ALL | TB | 137.9514 | 0.93524 | 0.99443 | 1
ALL | TB | 138.3024 | 0.93605 | 0.99445 | 1
ALL | TB | 138.64 | 0.93687 | 0.99475 | 1
ALL | TB | 139.3669 | 0.93769 | 0.99477 | 1
ALL | TB | 143.65 | 0.93853 | 0.99484 | 1
ALL | TB | 143.7921 | 0.93938 | 0.99491 | 1
ALL | TB | 143.8375 | 0.94022 | 0.99491 | 1
ALL | TB | 144.09 | 0.94107 | 0.99494 | 1
ALL | TB | 144.9617 | 0.94192 | 0.99498 | 1
ALL | TB | 145.7093 | 0.94278 | 0.99498 | 1
ALL | TB | 148.486 | 0.94365 | 0.99502 | 1
ALL | TB | 149.4827 | 0.94453 | 0.99503 | 1
ALL | TB | 149.98 | 0.94541 | 0.99529 | 1
ALL | TB | 150.58 | 0.9463 | 0.99622 | 1
ALL | TB | 153.6844 | 0.9472 | 0.99623 | 1
ALL | TB | 156.4214 | 0.94812 | 0.99624 | 1
ALL | TB | 158.935 | 0.94905 | 0.99626 | 1
ALL | TB | 159.574 | 0.94999 | 0.99626 | 1
ALL | TB | 163.1094 | 0.95095 | 0.99626 | 1
ALL | TB | 163.52 | 0.95191 | 0.99629 | 1
ALL | TB | 163.67 | 0.95287 | 0.99685 | 1
ALL | TB | 164.35 | 0.95384 | 0.99688 | 1
ALL | TB | 165.7676 | 0.95481 | 0.99691 | 1
ALL | TB | 167.2909 | 0.95579 | 0.99694 | 1
ALL | TB | 167.87 | 0.95678 | 0.99747 | 1
ALL | TB | 170.8791 | 0.95778 | 0.99748 | 1
ALL | TB | 174.4463 | 0.95881 | 0.99748 | 1
ALL | TB | 176.9925 | 0.95985 | 0.9975 | 1
ALL | TB | 179.9746 | 0.96091 | 0.99751 | 1
ALL | TB | 180.6548 | 0.96197 | 0.99753 | 1
ALL | TB | 186.74 | 0.96307 | 0.99823 | 1
ALL | TB | 192.0761 | 0.9642 | 0.99824 | 1
ALL | TB | 197.3003 | 0.96536 | 0.99825 | 1
ALL | TB | 199.6147 | 0.96653 | 0.99826 | 1
ALL | TB | 203.73 | 0.96773 | 0.99836 | 1
ALL | TB | 212.06 | 0.96897 | 0.99841 | 1
ALL | TB | 221.22 | 0.97027 | 0.99845 | 1
ALL | TB | 223.482 | 0.97159 | 0.99845 | 1
ALL | TB | 224.0762 | 0.9729 | 0.99847 | 1
ALL | TB | 233.2138 | 0.97427 | 0.99848 | 1
ALL | TB | 233.24 | 0.97564 | 0.99931 | 1
ALL | TB | 236.96 | 0.97704 | 0.9994 | 1
ALL | TB | 239.97 | 0.97845 | 0.99949 | 1
ALL | TB | 243.0805 | 0.97988 | 0.9995 | 1
ALL | TB | 246.9 | 0.98133 | 0.99954 | 1
ALL | TB | 254.4803 | 0.98282 | 0.99955 | 1
ALL | TB | 255.2039 | 0.98432 | 0.99957 | 1
ALL | TB | 269.08 | 0.9859 | 0.99957 | 1
ALL | TB | 319.49 | 0.98778 | 0.99962 | 1
ALL | TB | 326.21 | 0.9897 | 0.99964 | 1
ALL | TB | 333.7112 | 0.99166 | 0.99969 | 1
ALL | TB | 353.99 | 0.99374 | 0.99984 | 1
ALL | TB | 354.02 | 0.99582 | 0.99995 | 1
ALL | TB | 354.14 | 0.9979 | 0.99998 | 1
ALL | TB | 357.1995 | 1 | 1 | 1
ALL | HIV | 0.0085 | 1.0577e-08 | 0.00084823 | 1
ALL | HIV | 0.01 | 8.524e-08 | 0.0053196 | 6
ALL | HIV | 0.02 | 2.5945e-07 | 0.0089986 | 7
ALL | HIV | 0.03 | 3.7145e-07 | 0.009055 | 3
ALL | HIV | 0.05 | 4.3367e-07 | 0.010072 | 1
ALL | HIV | 0.06 | 5.8299e-07 | 0.010083 | 2
ALL | HIV | 0.0691 | 6.6898e-07 | 0.010156 | 1
ALL | HIV | 0.07 | 7.5608e-07 | 0.010701 | 1
ALL | HIV | 0.0738 | 8.4792e-07 | 0.024339 | 1
ALL | HIV | 0.0787 | 9.4585e-07 | 0.02458 | 1
ALL | HIV | 0.096 | 1.0653e-06 | 0.024697 | 1
ALL | HIV | 0.16 | 1.2644e-06 | 0.02547 | 1
ALL | HIV | 0.1604 | 1.464e-06 | 0.025474 | 1
ALL | HIV | 0.1702 | 1.6758e-06 | 0.025482 | 1
ALL | HIV | 0.1736 | 1.8918e-06 | 0.025482 | 1
ALL | HIV | 0.1817 | 2.1179e-06 | 0.025488 | 1
ALL | HIV | 0.185 | 2.3481e-06 | 0.025594 | 1
ALL | HIV | 0.2005 | 2.5976e-06 | 0.025622 | 1
ALL | HIV | 0.2107 | 2.8598e-06 | 0.026654 | 1
ALL | HIV | 0.24 | 3.1585e-06 | 0.026732 | 1
ALL | HIV | 0.2488 | 3.4681e-06 | 0.027043 | 1
ALL | HIV | 0.2592 | 3.7906e-06 | 0.027055 | 1
ALL | HIV | 0.2881 | 4.1491e-06 | 0.027059 | 1
ALL | HIV | 0.3157 | 4.542e-06 | 0.027118 | 1
ALL | HIV | 0.3506 | 4.9783e-06 | 0.027128 | 1
ALL | HIV | 0.3553 | 5.4204e-06 | 0.027187 | 1
ALL | HIV | 0.3617 | 5.8705e-06 | 0.027212 | 1
ALL | HIV | 0.3623 | 6.3213e-06 | 0.027359 | 1
ALL | HIV | 0.3678 | 6.779e-06 | 0.02742 | 1
ALL | HIV | 0.4077 | 7.2863e-06 | 0.027421 | 1
ALL | HIV | 0.4154 | 7.8033e-06 | 0.027425 | 1
ALL | HIV | 0.4205 | 8.3265e-06 | 0.027428 | 1
ALL | HIV | 0.4295 | 8.861e-06 | 0.02743 | 1
ALL | HIV | 0.44 | 9.4085e-06 | 0.02763 | 1
ALL | HIV | 0.4781 | 1.0003e-05 | 0.027711 | 1
ALL | HIV | 0.5 | 1.1248e-05 | 0.028786 | 2
ALL | HIV | 0.5243 | 1.19e-05 | 0.028791 | 1
ALL | HIV | 0.5757 | 1.2617e-05 | 0.028798 | 1
ALL | HIV | 0.58 | 1.3338e-05 | 0.028819 | 1
ALL | HIV | 0.6403 | 1.4135e-05 | 0.029388 | 1
ALL | HIV | 0.6658 | 1.4964e-05 | 0.029401 | 1
ALL | HIV | 0.6772 | 1.5806e-05 | 0.029403 | 1
ALL | HIV | 0.7134 | 1.6694e-05 | 0.029504 | 1
ALL | HIV | 0.7386 | 1.7613e-05 | 0.029633 | 1
ALL | HIV | 0.7409 | 1.9457e-05 | 0.030267 | 2
ALL | HIV | 0.7498 | 2.039e-05 | 0.030415 | 1
ALL | HIV | 0.7662 | 2.1344e-05 | 0.030419 | 1
ALL | HIV | 0.7758 | 2.2309e-05 | 0.030592 | 1
ALL | HIV | 0.778 | 2.3277e-05 | 0.030613 | 1
ALL | HIV | 0.78 | 2.4248e-05 | 0.034781 | 1
ALL | HIV | 0.8195 | 2.5267e-05 | 0.034831 | 1
ALL | HIV | 0.82 | 2.6288e-05 | 0.035142 | 1
ALL | HIV | 0.83 | 2.7321e-05 | 0.035253 | 1
ALL | HIV | 0.86 | 2.8391e-05 | 0.035752 | 1
ALL | HIV | 0.867 | 2.947e-05 | 0.035779 | 1
ALL | HIV | 0.8789 | 3.0563e-05 | 0.036638 | 1
ALL | HIV | 0.8878 | 3.1668e-05 | 0.03664 | 1
ALL | HIV | 0.9109 | 3.2802e-05 | 0.036798 | 1
ALL | HIV | 0.925 | 3.3953e-05 | 0.036804 | 1
ALL | HIV | 0.9358 | 3.5117e-05 | 0.036805 | 1
ALL | HIV | 0.9427 | 3.629e-05 | 0.036824 | 1
ALL | HIV | 0.9458 | 3.7467e-05 | 0.037119 | 1
ALL | HIV | 0.9501 | 4.1014e-05 | 0.037782 | 3
ALL | HIV | 0.952 | 4.2199e-05 | 0.037846 | 1
ALL | HIV | 0.974 | 4.3411e-05 | 0.037855 | 1
ALL | HIV | 0.9884 | 4.5871e-05 | 0.038253 | 2
ALL | HIV | 1.0084 | 4.7126e-05 | 0.038486 | 1
ALL | HIV | 1.016 | 4.839e-05 | 0.038494 | 1
ALL | HIV | 1.02 | 4.9659e-05 | 0.038512 | 1
ALL | HIV | 1.0661 | 5.0986e-05 | 0.038516 | 1
ALL | HIV | 1.0672 | 5.2314e-05 | 0.038654 | 1
ALL | HIV | 1.0899 | 5.367e-05 | 0.038784 | 1
ALL | HIV | 1.09 | 5.5026e-05 | 0.039543 | 1
ALL | HIV | 1.1001 | 5.6395e-05 | 0.039552 | 1
ALL | HIV | 1.1175 | 5.7786e-05 | 0.039858 | 1
ALL | HIV | 1.1176 | 5.9177e-05 | 0.039859 | 1
ALL | HIV | 1.1281 | 6.058e-05 | 0.041165 | 1
ALL | HIV | 1.1307 | 6.1987e-05 | 0.041166 | 1
ALL | HIV | 1.1535 | 6.3423e-05 | 0.041273 | 1
ALL | HIV | 1.1549 | 6.486e-05 | 0.041364 | 1
ALL | HIV | 1.1794 | 6.6328e-05 | 0.041502 | 1
ALL | HIV | 1.19 | 6.7808e-05 | 0.041598 | 1
ALL | HIV | 1.2017 | 6.9304e-05 | 0.041782 | 1
ALL | HIV | 1.23 | 7.6957e-05 | 0.041896 | 5
ALL | HIV | 1.2342 | 7.8492e-05 | 0.043137 | 1
ALL | HIV | 1.2445 | 8.0041e-05 | 0.043491 | 1
ALL | HIV | 1.2452 | 8.1591e-05 | 0.043498 | 1
ALL | HIV | 1.248 | 8.4697e-05 | 0.043638 | 2
ALL | HIV | 1.2709 | 8.6278e-05 | 0.043776 | 1
ALL | HIV | 1.2921 | 8.7886e-05 | 0.043986 | 1
ALL | HIV | 1.3046 | 8.9509e-05 | 0.043998 | 1
ALL | HIV | 1.32 | 9.1152e-05 | 0.044094 | 1
ALL | HIV | 1.3246 | 9.28e-05 | 0.044406 | 1
ALL | HIV | 1.3562 | 9.4488e-05 | 0.044416 | 1
ALL | HIV | 1.36 | 9.618e-05 | 0.044524 | 1
ALL | HIV | 1.366 | 9.788e-05 | 0.04454 | 1
ALL | HIV | 1.3677 | 9.9582e-05 | 0.044655 | 1
ALL | HIV | 1.3718 | 0.00010129 | 0.044702 | 1
ALL | HIV | 1.3725 | 0.000103 | 0.044727 | 1
ALL | HIV | 1.38 | 0.00010471 | 0.044743 | 1
ALL | HIV | 1.41 | 0.00010647 | 0.044965 | 1
ALL | HIV | 1.4452 | 0.00010827 | 0.04524 | 1
ALL | HIV | 1.45 | 0.00011007 | 0.045588 | 1
ALL | HIV | 1.4945 | 0.00011193 | 0.047135 | 1
ALL | HIV | 1.5 | 0.0001138 | 0.047137 | 1
ALL | HIV | 1.5097 | 0.00011568 | 0.047412 | 1
ALL | HIV | 1.5165 | 0.00011756 | 0.047435 | 1
ALL | HIV | 1.5213 | 0.00011946 | 0.047438 | 1
ALL | HIV | 1.5216 | 0.00012135 | 0.047565 | 1
ALL | HIV | 1.53 | 0.00012325 | 0.048321 | 1
ALL | HIV | 1.5374 | 0.00012517 | 0.048334 | 1
ALL | HIV | 1.5713 | 0.00012712 | 0.04926 | 1
ALL | HIV | 1.5839 | 0.00012909 | 0.050039 | 1
ALL | HIV | 1.5853 | 0.00013107 | 0.050128 | 1
ALL | HIV | 1.5894 | 0.00013304 | 0.050427 | 1
ALL | HIV | 1.5908 | 0.00013502 | 0.050502 | 1
ALL | HIV | 1.5946 | 0.00013701 | 0.050784 | 1
ALL | HIV | 1.6342 | 0.00013904 | 0.05079 | 1
ALL | HIV | 1.6779 | 0.00014113 | 0.050799 | 1
ALL | HIV | 1.68 | 0.00014322 | 0.051689 | 1
ALL | HIV | 1.69 | 0.00014532 | 0.05169 | 1
ALL | HIV | 1.6918 | 0.00014743 | 0.051813 | 1
ALL | HIV | 1.7032 | 0.00014955 | 0.051872 | 1
ALL | HIV | 1.72 | 0.00015383 | 0.054246 | 2
ALL | HIV | 1.7557 | 0.00015601 | 0.054398 | 1
ALL | HIV | 1.766 | 0.00015821 | 0.054434 | 1
ALL | HIV | 1.7674 | 0.00016041 | 0.054444 | 1
ALL | HIV | 1.783 | 0.00016263 | 0.054477 | 1
ALL | HIV | 1.7901 | 0.00016486 | 0.054851 | 1
ALL | HIV | 1.7981 | 0.00016709 | 0.054864 | 1
ALL | HIV | 1.8134 | 0.00016935 | 0.054944 | 1
ALL | HIV | 1.8168 | 0.00017161 | 0.054956 | 1
ALL | HIV | 1.8421 | 0.0001739 | 0.055057 | 1
ALL | HIV | 1.8477 | 0.0001762 | 0.055346 | 1
ALL | HIV | 1.859 | 0.00017852 | 0.055446 | 1
ALL | HIV | 1.8698 | 0.00018084 | 0.055447 | 1
ALL | HIV | 1.9026 | 0.00018321 | 0.056462 | 1
ALL | HIV | 1.9585 | 0.00018565 | 0.056638 | 1
ALL | HIV | 1.96 | 0.00018809 | 0.056641 | 1
ALL | HIV | 1.9603 | 0.00019053 | 0.056643 | 1
ALL | HIV | 1.9614 | 0.00019297 | 0.057125 | 1
ALL | HIV | 2 | 0.00019545 | 0.05778 | 1
ALL | HIV | 2.0038 | 0.00019795 | 0.05783 | 1
ALL | HIV | 2.01 | 0.00020295 | 0.059067 | 2
ALL | HIV | 2.0346 | 0.00020548 | 0.059078 | 1
ALL | HIV | 2.0351 | 0.00020802 | 0.059151 | 1
ALL | HIV | 2.0556 | 0.00021057 | 0.059155 | 1
ALL | HIV | 2.0942 | 0.00021318 | 0.059199 | 1
ALL | HIV | 2.104 | 0.0002158 | 0.059219 | 1
ALL | HIV | 2.15 | 0.00021847 | 0.059223 | 1
ALL | HIV | 2.1977 | 0.00022121 | 0.059264 | 1
ALL | HIV | 2.2213 | 0.00022397 | 0.059272 | 1
ALL | HIV | 2.2405 | 0.00022676 | 0.059279 | 1
ALL | HIV | 2.26 | 0.00022957 | 0.059374 | 1
ALL | HIV | 2.27 | 0.0002324 | 0.059662 | 1
ALL | HIV | 2.28 | 0.00023523 | 0.060215 | 1
ALL | HIV | 2.3071 | 0.0002381 | 0.060219 | 1
ALL | HIV | 2.31 | 0.00024098 | 0.060425 | 1
ALL | HIV | 2.3116 | 0.00024386 | 0.060646 | 1
ALL | HIV | 2.315 | 0.00024674 | 0.061033 | 1
ALL | HIV | 2.3415 | 0.00024965 | 0.061055 | 1
ALL | HIV | 2.3496 | 0.00025257 | 0.06121 | 1
ALL | HIV | 2.38 | 0.00027034 | 0.069867 | 6
ALL | HIV | 2.3803 | 0.00027331 | 0.069878 | 1
ALL | HIV | 2.3894 | 0.00027628 | 0.069881 | 1
ALL | HIV | 2.3942 | 0.00027926 | 0.06989 | 1
ALL | HIV | 2.3952 | 0.00028224 | 0.071137 | 1
ALL | HIV | 2.4069 | 0.00028523 | 0.071141 | 1
ALL | HIV | 2.4071 | 0.00028823 | 0.07139 | 1
ALL | HIV | 2.4149 | 0.00029123 | 0.071542 | 1
ALL | HIV | 2.416 | 0.00029424 | 0.071544 | 1
ALL | HIV | 2.44 | 0.00029728 | 0.071603 | 1
ALL | HIV | 2.4436 | 0.00030336 | 0.072197 | 2
ALL | HIV | 2.4613 | 0.00030642 | 0.072212 | 1
ALL | HIV | 2.47 | 0.00030949 | 0.07225 | 1
ALL | HIV | 2.4725 | 0.00031257 | 0.072262 | 1
ALL | HIV | 2.4766 | 0.00031565 | 0.0725 | 1
ALL | HIV | 2.48 | 0.00031874 | 0.072546 | 1
ALL | HIV | 2.51 | 0.00032186 | 0.075035 | 1
ALL | HIV | 2.5196 | 0.000325 | 0.075238 | 1
ALL | HIV | 2.52 | 0.00033127 | 0.075753 | 2
ALL | HIV | 2.5266 | 0.00033441 | 0.075759 | 1
ALL | HIV | 2.54 | 0.00033757 | 0.07836 | 1
ALL | HIV | 2.5485 | 0.00034075 | 0.078368 | 1
ALL | HIV | 2.55 | 0.00034392 | 0.078503 | 1
ALL | HIV | 2.56 | 0.0003471 | 0.079339 | 1
ALL | HIV | 2.5945 | 0.00035033 | 0.079538 | 1
ALL | HIV | 2.6019 | 0.00035357 | 0.079705 | 1
ALL | HIV | 2.61 | 0.00035682 | 0.079992 | 1
ALL | HIV | 2.6219 | 0.00036008 | 0.080128 | 1
ALL | HIV | 2.6581 | 0.00036339 | 0.080664 | 1
ALL | HIV | 2.67 | 0.00036671 | 0.080666 | 1
ALL | HIV | 2.6876 | 0.00037006 | 0.080689 | 1
ALL | HIV | 2.71 | 0.00037343 | 0.080693 | 1
ALL | HIV | 2.7123 | 0.0003768 | 0.080719 | 1
ALL | HIV | 2.7226 | 0.00038019 | 0.081715 | 1
ALL | HIV | 2.7415 | 0.0003836 | 0.081742 | 1
ALL | HIV | 2.7424 | 0.00038702 | 0.082184 | 1
ALL | HIV | 2.76 | 0.00039045 | 0.082239 | 1
ALL | HIV | 2.77 | 0.0003939 | 0.08328 | 1
ALL | HIV | 2.774 | 0.00039735 | 0.08328 | 1
ALL | HIV | 2.8197 | 0.00040086 | 0.083295 | 1
ALL | HIV | 2.847 | 0.0004044 | 0.083437 | 1
ALL | HIV | 2.8546 | 0.00040795 | 0.083451 | 1
ALL | HIV | 2.86 | 0.00041151 | 0.085262 | 1
ALL | HIV | 2.87 | 0.00041508 | 0.086299 | 1
ALL | HIV | 2.886 | 0.00041867 | 0.086333 | 1
ALL | HIV | 2.9 | 0.00042589 | 0.090997 | 2
ALL | HIV | 2.9028 | 0.0004295 | 0.091127 | 1
ALL | HIV | 2.909 | 0.00043312 | 0.09114 | 1
ALL | HIV | 2.92 | 0.00046583 | 0.091588 | 9
ALL | HIV | 2.9579 | 0.00046951 | 0.091784 | 1
ALL | HIV | 2.9664 | 0.0004732 | 0.092915 | 1
ALL | HIV | 2.97 | 0.00047689 | 0.092916 | 1
ALL | HIV | 3.0198 | 0.00048065 | 0.092983 | 1
ALL | HIV | 3.0199 | 0.00048441 | 0.093109 | 1
ALL | HIV | 3.0556 | 0.00048821 | 0.09418 | 1
ALL | HIV | 3.08 | 0.00049204 | 0.10102 | 1
ALL | HIV | 3.0851 | 0.00049588 | 0.10104 | 1
ALL | HIV | 3.0926 | 0.00049973 | 0.10105 | 1
ALL | HIV | 3.1399 | 0.00050364 | 0.10118 | 1
ALL | HIV | 3.1445 | 0.00050755 | 0.10193 | 1
ALL | HIV | 3.1481 | 0.00051147 | 0.10235 | 1
ALL | HIV | 3.15 | 0.00051539 | 0.10598 | 1
ALL | HIV | 3.1585 | 0.00051932 | 0.10674 | 1
ALL | HIV | 3.1696 | 0.00052326 | 0.10674 | 1
ALL | HIV | 3.1847 | 0.00052723 | 0.10674 | 1
ALL | HIV | 3.195 | 0.0005312 | 0.10717 | 1
ALL | HIV | 3.2 | 0.00053518 | 0.10729 | 1
ALL | HIV | 3.2017 | 0.00053917 | 0.10733 | 1
ALL | HIV | 3.2418 | 0.0005432 | 0.10734 | 1
ALL | HIV | 3.2702 | 0.00054727 | 0.10738 | 1
ALL | HIV | 3.2979 | 0.00055138 | 0.10738 | 1
ALL | HIV | 3.3276 | 0.00055552 | 0.10738 | 1
ALL | HIV | 3.3507 | 0.00055969 | 0.10752 | 1
ALL | HIV | 3.36 | 0.00056387 | 0.10815 | 1
ALL | HIV | 3.3653 | 0.00057224 | 0.10846 | 2
ALL | HIV | 3.3855 | 0.00057646 | 0.10848 | 1
ALL | HIV | 3.39 | 0.00058067 | 0.10851 | 1
ALL | HIV | 3.3903 | 0.00058489 | 0.10852 | 1
ALL | HIV | 3.4546 | 0.00058919 | 0.10856 | 1
ALL | HIV | 3.4707 | 0.00059351 | 0.10903 | 1
ALL | HIV | 3.52 | 0.00059789 | 0.10908 | 1
ALL | HIV | 3.5736 | 0.00060234 | 0.10908 | 1
ALL | HIV | 3.6092 | 0.00060683 | 0.10909 | 1
ALL | HIV | 3.6425 | 0.00061136 | 0.10913 | 1
ALL | HIV | 3.6434 | 0.0006159 | 0.10971 | 1
ALL | HIV | 3.65 | 0.00062044 | 0.10975 | 1
ALL | HIV | 3.6536 | 0.00062498 | 0.10975 | 1
ALL | HIV | 3.656 | 0.00062953 | 0.10982 | 1
ALL | HIV | 3.67 | 0.0006341 | 0.11039 | 1
ALL | HIV | 3.71 | 0.00063872 | 0.1138 | 1
ALL | HIV | 3.7692 | 0.00064341 | 0.11383 | 1
ALL | HIV | 3.8 | 0.00064814 | 0.11416 | 1
ALL | HIV | 3.81 | 0.00065288 | 0.11587 | 1
ALL | HIV | 3.8364 | 0.00065765 | 0.11644 | 1
ALL | HIV | 3.85 | 0.00066244 | 0.12508 | 1
ALL | HIV | 3.8568 | 0.00066724 | 0.12594 | 1
ALL | HIV | 3.86 | 0.00069126 | 0.12612 | 5
ALL | HIV | 3.89 | 0.0006961 | 0.12623 | 1
ALL | HIV | 3.9258 | 0.00070098 | 0.12653 | 1
ALL | HIV | 3.97 | 0.00070592 | 0.12738 | 1
ALL | HIV | 3.9952 | 0.0007109 | 0.12757 | 1
ALL | HIV | 4.011 | 0.00071589 | 0.12757 | 1
ALL | HIV | 4.02 | 0.0007359 | 0.13327 | 4
ALL | HIV | 4.05 | 0.00074094 | 0.13359 | 1
ALL | HIV | 4.0541 | 0.00074598 | 0.13367 | 1
ALL | HIV | 4.0559 | 0.00075103 | 0.1337 | 1
ALL | HIV | 4.06 | 0.00075608 | 0.13389 | 1
ALL | HIV | 4.1024 | 0.00076629 | 0.13451 | 2
ALL | HIV | 4.1191 | 0.00077142 | 0.13453 | 1
ALL | HIV | 4.12 | 0.00077654 | 0.13487 | 1
ALL | HIV | 4.1284 | 0.00078682 | 0.13546 | 2
ALL | HIV | 4.1593 | 0.00079199 | 0.13556 | 1
ALL | HIV | 4.2184 | 0.00079724 | 0.13589 | 1
ALL | HIV | 4.2514 | 0.00080253 | 0.13607 | 1
ALL | HIV | 4.2667 | 0.00080784 | 0.13635 | 1
ALL | HIV | 4.3154 | 0.00081321 | 0.13636 | 1
ALL | HIV | 4.3228 | 0.00081859 | 0.13637 | 1
ALL | HIV | 4.3262 | 0.00082397 | 0.13639 | 1
ALL | HIV | 4.3355 | 0.00082937 | 0.13654 | 1
ALL | HIV | 4.3466 | 0.00083478 | 0.13781 | 1
ALL | HIV | 4.38 | 0.00084023 | 0.13817 | 1
ALL | HIV | 4.39 | 0.00085115 | 0.14013 | 2
ALL | HIV | 4.3985 | 0.00085663 | 0.14013 | 1
ALL | HIV | 4.4 | 0.0008621 | 0.14068 | 1
ALL | HIV | 4.44 | 0.00086763 | 0.14129 | 1
ALL | HIV | 4.4634 | 0.00087318 | 0.14145 | 1
ALL | HIV | 4.4667 | 0.00087874 | 0.14146 | 1
ALL | HIV | 4.4713 | 0.0008843 | 0.14152 | 1
ALL | HIV | 4.48 | 0.00088988 | 0.14153 | 1
ALL | HIV | 4.5 | 0.00089548 | 0.14267 | 1
ALL | HIV | 4.54 | 0.00090113 | 0.14268 | 1
ALL | HIV | 4.5461 | 0.00090679 | 0.14376 | 1
ALL | HIV | 4.5559 | 0.00091245 | 0.14378 | 1
ALL | HIV | 4.5722 | 0.00091814 | 0.14385 | 1
ALL | HIV | 4.61 | 0.00092388 | 0.14457 | 1
ALL | HIV | 4.62 | 0.00092963 | 0.14676 | 1
ALL | HIV | 4.6399 | 0.0009354 | 0.14688 | 1
ALL | HIV | 4.64 | 0.00094118 | 0.1471 | 1
ALL | HIV | 4.6452 | 0.00094696 | 0.14711 | 1
ALL | HIV | 4.6795 | 0.00095278 | 0.14732 | 1
ALL | HIV | 4.68 | 0.00096443 | 0.14757 | 2
ALL | HIV | 4.6801 | 0.00097025 | 0.14758 | 1
ALL | HIV | 4.69 | 0.00097609 | 0.1476 | 1
ALL | HIV | 4.74 | 0.00098199 | 0.14989 | 1
ALL | HIV | 4.7467 | 0.00098789 | 0.14999 | 1
ALL | HIV | 4.7641 | 0.00099382 | 0.15038 | 1
ALL | HIV | 4.77 | 0.00099976 | 0.15162 | 1
ALL | HIV | 4.8 | 0.0010057 | 0.15901 | 1
ALL | HIV | 4.81 | 0.0010117 | 0.16037 | 1
ALL | HIV | 4.835 | 0.0010177 | 0.16038 | 1
ALL | HIV | 4.87 | 0.0010238 | 0.16039 | 1
ALL | HIV | 4.88 | 0.0010359 | 0.1605 | 2
ALL | HIV | 4.93 | 0.0010421 | 0.16179 | 1
ALL | HIV | 4.9446 | 0.0010482 | 0.16238 | 1
ALL | HIV | 4.95 | 0.0010544 | 0.16353 | 1
ALL | HIV | 4.9626 | 0.0010606 | 0.16399 | 1
ALL | HIV | 4.987 | 0.0010668 | 0.16408 | 1
ALL | HIV | 4.9989 | 0.001073 | 0.16415 | 1
ALL | HIV | 5.0032 | 0.0010854 | 0.16423 | 2
ALL | HIV | 5.0108 | 0.0010917 | 0.16423 | 1
ALL | HIV | 5.02 | 0.0010979 | 0.1652 | 1
ALL | HIV | 5.0399 | 0.0011042 | 0.1652 | 1
ALL | HIV | 5.0425 | 0.0011105 | 0.16522 | 1
ALL | HIV | 5.07 | 0.0011168 | 0.16718 | 1
ALL | HIV | 5.08 | 0.0011231 | 0.16973 | 1
ALL | HIV | 5.09 | 0.0011358 | 0.17617 | 2
ALL | HIV | 5.0908 | 0.0011421 | 0.17617 | 1
ALL | HIV | 5.1609 | 0.0011485 | 0.17646 | 1
ALL | HIV | 5.1635 | 0.0011549 | 0.17686 | 1
ALL | HIV | 5.1784 | 0.0011614 | 0.17686 | 1
ALL | HIV | 5.1831 | 0.0011678 | 0.17687 | 1
ALL | HIV | 5.2516 | 0.0011744 | 0.17706 | 1
ALL | HIV | 5.3503 | 0.001181 | 0.17734 | 1
ALL | HIV | 5.3521 | 0.0011877 | 0.17735 | 1
ALL | HIV | 5.3552 | 0.0011944 | 0.17754 | 1
ALL | HIV | 5.3696 | 0.001201 | 0.17758 | 1
ALL | HIV | 5.38 | 0.0012077 | 0.17785 | 1
ALL | HIV | 5.3934 | 0.0012144 | 0.17785 | 1
ALL | HIV | 5.42 | 0.0012212 | 0.17938 | 1
ALL | HIV | 5.46 | 0.001228 | 0.17939 | 1
ALL | HIV | 5.5 | 0.0012348 | 0.18112 | 1
ALL | HIV | 5.523 | 0.0012417 | 0.18134 | 1
ALL | HIV | 5.54 | 0.0012486 | 0.18158 | 1
ALL | HIV | 5.543 | 0.0012555 | 0.18188 | 1
ALL | HIV | 5.5562 | 0.0012624 | 0.18192 | 1
ALL | HIV | 5.5666 | 0.0012693 | 0.18203 | 1
ALL | HIV | 5.5781 | 0.0012763 | 0.18204 | 1
ALL | HIV | 5.5889 | 0.0012832 | 0.18206 | 1
ALL | HIV | 5.62 | 0.0012902 | 0.18207 | 1
ALL | HIV | 5.6346 | 0.0012972 | 0.18208 | 1
ALL | HIV | 5.65 | 0.0013113 | 0.18319 | 2
ALL | HIV | 5.6699 | 0.0013184 | 0.1832 | 1
ALL | HIV | 5.7 | 0.0013254 | 0.1833 | 1
ALL | HIV | 5.71 | 0.0013326 | 0.18417 | 1
ALL | HIV | 5.73 | 0.0013397 | 0.18493 | 1
ALL | HIV | 5.74 | 0.001354 | 0.18562 | 2
ALL | HIV | 5.7547 | 0.0013611 | 0.18581 | 1
ALL | HIV | 5.78 | 0.0013683 | 0.18593 | 1
ALL | HIV | 5.8246 | 0.0013756 | 0.18595 | 1
ALL | HIV | 5.849 | 0.0013828 | 0.18607 | 1
ALL | HIV | 5.85 | 0.0013901 | 0.18617 | 1
ALL | HIV | 5.87 | 0.0014632 | 0.18696 | 10
ALL | HIV | 5.8878 | 0.0014705 | 0.18698 | 1
ALL | HIV | 5.91 | 0.0014779 | 0.18806 | 1
ALL | HIV | 5.9274 | 0.0014852 | 0.18808 | 1
ALL | HIV | 5.94 | 0.0014926 | 0.18844 | 1
ALL | HIV | 5.98 | 0.0015001 | 0.18851 | 1
ALL | HIV | 5.99 | 0.0015075 | 0.18868 | 1
ALL | HIV | 5.9945 | 0.001515 | 0.18869 | 1
ALL | HIV | 6.0143 | 0.0015225 | 0.18895 | 1
ALL | HIV | 6.02 | 0.0015299 | 0.19341 | 1
ALL | HIV | 6.0792 | 0.0015375 | 0.19343 | 1
ALL | HIV | 6.0832 | 0.0015451 | 0.19343 | 1
ALL | HIV | 6.1009 | 0.0015527 | 0.19347 | 1
ALL | HIV | 6.12 | 0.0015603 | 0.19359 | 1
ALL | HIV | 6.16 | 0.001568 | 0.19405 | 1
ALL | HIV | 6.18 | 0.0015756 | 0.19405 | 1
ALL | HIV | 6.24 | 0.0015834 | 0.19412 | 1
ALL | HIV | 6.3083 | 0.0015913 | 0.19412 | 1
ALL | HIV | 6.3204 | 0.0015991 | 0.19421 | 1
ALL | HIV | 6.3664 | 0.001607 | 0.19422 | 1
ALL | HIV | 6.39 | 0.001615 | 0.19422 | 1
ALL | HIV | 6.4 | 0.001623 | 0.19423 | 1
ALL | HIV | 6.41 | 0.0016309 | 0.19424 | 1
ALL | HIV | 6.42 | 0.0016389 | 0.19446 | 1
ALL | HIV | 6.44 | 0.0016469 | 0.19876 | 1
ALL | HIV | 6.4439 | 0.001655 | 0.19876 | 1
ALL | HIV | 6.45 | 0.001663 | 0.19887 | 1
ALL | HIV | 6.46 | 0.001671 | 0.19944 | 1
ALL | HIV | 6.47 | 0.0016791 | 0.21413 | 1
ALL | HIV | 6.48 | 0.0016871 | 0.2142 | 1
ALL | HIV | 6.51 | 0.0016952 | 0.21421 | 1
ALL | HIV | 6.5304 | 0.0017034 | 0.21421 | 1
ALL | HIV | 6.55 | 0.0017115 | 0.21423 | 1
ALL | HIV | 6.56 | 0.0017197 | 0.21523 | 1
ALL | HIV | 6.6174 | 0.0017279 | 0.21562 | 1
ALL | HIV | 6.6479 | 0.0017362 | 0.21563 | 1
ALL | HIV | 6.65 | 0.0017445 | 0.21883 | 1
ALL | HIV | 6.6602 | 0.0017528 | 0.21884 | 1
ALL | HIV | 6.674 | 0.0017611 | 0.21885 | 1
ALL | HIV | 6.709 | 0.0017694 | 0.22037 | 1
ALL | HIV | 6.75 | 0.0017778 | 0.22361 | 1
ALL | HIV | 6.8007 | 0.0017863 | 0.22368 | 1
ALL | HIV | 6.8141 | 0.0017947 | 0.22368 | 1
ALL | HIV | 6.8255 | 0.0018032 | 0.22368 | 1
ALL | HIV | 6.8349 | 0.0018117 | 0.22433 | 1
ALL | HIV | 6.8363 | 0.0018203 | 0.22434 | 1
ALL | HIV | 6.87 | 0.0018288 | 0.22625 | 1
ALL | HIV | 6.9056 | 0.0018374 | 0.22626 | 1
ALL | HIV | 6.9089 | 0.001846 | 0.22641 | 1
ALL | HIV | 6.9158 | 0.0018546 | 0.22642 | 1
ALL | HIV | 6.96 | 0.0018633 | 0.22739 | 1
ALL | HIV | 6.9659 | 0.0018719 | 0.2274 | 1
ALL | HIV | 6.9701 | 0.0018806 | 0.22766 | 1
ALL | HIV | 7.0081 | 0.0018893 | 0.22766 | 1
ALL | HIV | 7.0098 | 0.001898 | 0.22766 | 1
ALL | HIV | 7.0288 | 0.0019068 | 0.22778 | 1
ALL | HIV | 7.06 | 0.0019156 | 0.2316 | 1
ALL | HIV | 7.0799 | 0.0019244 | 0.23161 | 1
ALL | HIV | 7.08 | 0.0019332 | 0.23177 | 1
ALL | HIV | 7.0825 | 0.001942 | 0.23181 | 1
ALL | HIV | 7.11 | 0.0019509 | 0.233 | 1
ALL | HIV | 7.1405 | 0.0019597 | 0.23323 | 1
ALL | HIV | 7.17 | 0.0019687 | 0.23395 | 1
ALL | HIV | 7.1838 | 0.0019776 | 0.23395 | 1
ALL | HIV | 7.2 | 0.0019955 | 0.23743 | 2
ALL | HIV | 7.22 | 0.0020045 | 0.23749 | 1
ALL | HIV | 7.23 | 0.0020135 | 0.23871 | 1
ALL | HIV | 7.24 | 0.0020315 | 0.23907 | 2
ALL | HIV | 7.3216 | 0.0020406 | 0.23907 | 1
ALL | HIV | 7.37 | 0.0020681 | 0.23912 | 3
ALL | HIV | 7.42 | 0.0020866 | 0.24108 | 2
ALL | HIV | 7.44 | 0.0020959 | 0.24126 | 1
ALL | HIV | 7.46 | 0.0021052 | 0.24133 | 1
ALL | HIV | 7.4614 | 0.0021144 | 0.24133 | 1
ALL | HIV | 7.52 | 0.0021332 | 0.24228 | 2
ALL | HIV | 7.5606 | 0.0021426 | 0.24228 | 1
ALL | HIV | 7.5938 | 0.002152 | 0.24232 | 1
ALL | HIV | 7.5941 | 0.0021709 | 0.2427 | 2
ALL | HIV | 7.6091 | 0.0021804 | 0.24274 | 1
ALL | HIV | 7.7235 | 0.00219 | 0.24275 | 1
ALL | HIV | 7.7474 | 0.0021996 | 0.24294 | 1
ALL | HIV | 7.88 | 0.0022094 | 0.24314 | 1
ALL | HIV | 7.89 | 0.0022193 | 0.24378 | 1
ALL | HIV | 7.9082 | 0.0022291 | 0.24378 | 1
ALL | HIV | 7.9274 | 0.002239 | 0.24382 | 1
ALL | HIV | 7.93 | 0.0022488 | 0.24389 | 1
ALL | HIV | 7.95 | 0.0022587 | 0.24606 | 1
ALL | HIV | 7.97 | 0.0022786 | 0.25163 | 2
ALL | HIV | 7.9877 | 0.0022885 | 0.25167 | 1
ALL | HIV | 7.998 | 0.0022985 | 0.25169 | 1
ALL | HIV | 8.0052 | 0.0023084 | 0.25171 | 1
ALL | HIV | 8.0427 | 0.0023184 | 0.25173 | 1
ALL | HIV | 8.0529 | 0.0023284 | 0.25173 | 1
ALL | HIV | 8.0728 | 0.0023385 | 0.2518 | 1
ALL | HIV | 8.11 | 0.0023486 | 0.25201 | 1
ALL | HIV | 8.18 | 0.0023588 | 0.2526 | 1
ALL | HIV | 8.2005 | 0.002369 | 0.25261 | 1
ALL | HIV | 8.2696 | 0.0023793 | 0.25262 | 1
ALL | HIV | 8.2815 | 0.0023896 | 0.25262 | 1
ALL | HIV | 8.32 | 0.0023999 | 0.25367 | 1
ALL | HIV | 8.35 | 0.0024103 | 0.25415 | 1
ALL | HIV | 8.3878 | 0.0024207 | 0.25524 | 1
ALL | HIV | 8.4731 | 0.0024313 | 0.25525 | 1
ALL | HIV | 8.5231 | 0.0024419 | 0.2554 | 1
ALL | HIV | 8.526 | 0.0024525 | 0.25541 | 1
ALL | HIV | 8.5279 | 0.0024631 | 0.25548 | 1
ALL | HIV | 8.56 | 0.0024738 | 0.25548 | 1
ALL | HIV | 8.596 | 0.0024845 | 0.25549 | 1
ALL | HIV | 8.5968 | 0.0024952 | 0.25561 | 1
ALL | HIV | 8.63 | 0.0025059 | 0.25606 | 1
ALL | HIV | 8.73 | 0.0025276 | 0.25634 | 2
ALL | HIV | 8.74 | 0.0025385 | 0.2604 | 1
ALL | HIV | 8.7719 | 0.0025494 | 0.2604 | 1
ALL | HIV | 8.8031 | 0.0025604 | 0.26041 | 1
ALL | HIV | 8.84 | 0.0025714 | 0.26044 | 1
ALL | HIV | 8.85 | 0.0025824 | 0.26054 | 1
ALL | HIV | 8.9236 | 0.0025935 | 0.26054 | 1
ALL | HIV | 8.96 | 0.0026158 | 0.26067 | 2
ALL | HIV | 8.9624 | 0.0026381 | 0.26131 | 2
ALL | HIV | 8.9909 | 0.0026493 | 0.26132 | 1
ALL | HIV | 8.9993 | 0.0026605 | 0.26262 | 1
ALL | HIV | 9.01 | 0.0026717 | 0.26288 | 1
ALL | HIV | 9.07 | 0.002683 | 0.26334 | 1
ALL | HIV | 9.09 | 0.0026943 | 0.26337 | 1
ALL | HIV | 9.1693 | 0.0027057 | 0.26338 | 1
ALL | HIV | 9.1853 | 0.0027286 | 0.26353 | 2
ALL | HIV | 9.23 | 0.00274 | 0.26448 | 1
ALL | HIV | 9.2587 | 0.0027516 | 0.26451 | 1
ALL | HIV | 9.27 | 0.0027631 | 0.26661 | 1
ALL | HIV | 9.31 | 0.0027863 | 0.26715 | 2
ALL | HIV | 9.38 | 0.0027979 | 0.26723 | 1
ALL | HIV | 9.55 | 0.0028098 | 0.26761 | 1
ALL | HIV | 9.56 | 0.0028217 | 0.26828 | 1
ALL | HIV | 9.5989 | 0.0028337 | 0.26828 | 1
ALL | HIV | 9.6011 | 0.0028456 | 0.26829 | 1
ALL | HIV | 9.65 | 0.0028576 | 0.26848 | 1
ALL | HIV | 9.6801 | 0.0028697 | 0.2685 | 1
ALL | HIV | 9.7 | 0.0028817 | 0.26871 | 1
ALL | HIV | 9.7288 | 0.0028938 | 0.26877 | 1
ALL | HIV | 9.7358 | 0.002906 | 0.2688 | 1
ALL | HIV | 9.77 | 0.0029181 | 0.26887 | 1
ALL | HIV | 9.7934 | 0.0029303 | 0.26888 | 1
ALL | HIV | 9.84 | 0.0029426 | 0.26892 | 1
ALL | HIV | 9.89 | 0.0029549 | 0.26937 | 1
ALL | HIV | 9.9 | 0.0029672 | 0.27126 | 1
ALL | HIV | 9.9154 | 0.0029795 | 0.27126 | 1
ALL | HIV | 9.94 | 0.0029919 | 0.27171 | 1
ALL | HIV | 9.9472 | 0.0030043 | 0.27174 | 1
ALL | HIV | 10.06 | 0.0030168 | 0.27176 | 1
ALL | HIV | 10.1 | 0.0030293 | 0.27224 | 1
ALL | HIV | 10.2117 | 0.0030421 | 0.2723 | 1
ALL | HIV | 10.23 | 0.0030548 | 0.27883 | 1
ALL | HIV | 10.25 | 0.0030675 | 0.28096 | 1
ALL | HIV | 10.2598 | 0.0030803 | 0.28096 | 1
ALL | HIV | 10.2986 | 0.0030931 | 0.28098 | 1
ALL | HIV | 10.3483 | 0.003106 | 0.28098 | 1
ALL | HIV | 10.35 | 0.0031189 | 0.28158 | 1
ALL | HIV | 10.3766 | 0.0031318 | 0.28158 | 1
ALL | HIV | 10.42 | 0.0031448 | 0.28507 | 1
ALL | HIV | 10.4319 | 0.0031577 | 0.28508 | 1
ALL | HIV | 10.4812 | 0.0031708 | 0.28508 | 1
ALL | HIV | 10.566 | 0.0031839 | 0.28508 | 1
ALL | HIV | 10.58 | 0.0031971 | 0.28834 | 1
ALL | HIV | 10.5846 | 0.0032103 | 0.28845 | 1
ALL | HIV | 10.6754 | 0.0032236 | 0.28845 | 1
ALL | HIV | 10.75 | 0.0032369 | 0.28943 | 1
ALL | HIV | 10.7962 | 0.0032504 | 0.28944 | 1
ALL | HIV | 10.83 | 0.0032638 | 0.2895 | 1
ALL | HIV | 10.92 | 0.0032774 | 0.28951 | 1
ALL | HIV | 10.98 | 0.0032911 | 0.28967 | 1
ALL | HIV | 10.9935 | 0.0033048 | 0.28977 | 1
ALL | HIV | 11.0334 | 0.0033185 | 0.28978 | 1
ALL | HIV | 11.08 | 0.0033323 | 0.28983 | 1
ALL | HIV | 11.1 | 0.0033461 | 0.29266 | 1
ALL | HIV | 11.16 | 0.0033739 | 0.29345 | 2
ALL | HIV | 11.1912 | 0.0033878 | 0.29346 | 1
ALL | HIV | 11.2488 | 0.0034018 | 0.29362 | 1
ALL | HIV | 11.2997 | 0.0034159 | 0.29362 | 1
ALL | HIV | 11.31 | 0.0034299 | 0.29389 | 1
ALL | HIV | 11.3619 | 0.0034441 | 0.29452 | 1
ALL | HIV | 11.45 | 0.0034583 | 0.29462 | 1
ALL | HIV | 11.46 | 0.0034726 | 0.29463 | 1
ALL | HIV | 11.51 | 0.0034869 | 0.29473 | 1
ALL | HIV | 11.5568 | 0.0035013 | 0.29475 | 1
ALL | HIV | 11.6 | 0.0035157 | 0.29598 | 1
ALL | HIV | 11.6028 | 0.0035302 | 0.29599 | 1
ALL | HIV | 11.6506 | 0.0035447 | 0.29599 | 1
ALL | HIV | 11.6644 | 0.0035592 | 0.29602 | 1
ALL | HIV | 11.69 | 0.0035737 | 0.29604 | 1
ALL | HIV | 11.71 | 0.0035883 | 0.29626 | 1
ALL | HIV | 11.73 | 0.0036029 | 0.29639 | 1
ALL | HIV | 11.7313 | 0.0036175 | 0.29639 | 1
ALL | HIV | 11.7569 | 0.0036321 | 0.2964 | 1
ALL | HIV | 11.76 | 0.0036467 | 0.29645 | 1
ALL | HIV | 11.7841 | 0.0036614 | 0.29647 | 1
ALL | HIV | 11.79 | 0.0036761 | 0.29776 | 1
ALL | HIV | 11.8 | 0.0036908 | 0.2983 | 1
ALL | HIV | 11.84 | 0.0037055 | 0.29839 | 1
ALL | HIV | 11.92 | 0.0037203 | 0.30372 | 1
ALL | HIV | 11.97 | 0.0037352 | 0.3047 | 1
ALL | HIV | 11.9916 | 0.0037502 | 0.3047 | 1
ALL | HIV | 12.01 | 0.0037651 | 0.3048 | 1
ALL | HIV | 12.02 | 0.0037801 | 0.30906 | 1
ALL | HIV | 12.03 | 0.00381 | 0.30938 | 2
ALL | HIV | 12.0425 | 0.003825 | 0.30939 | 1
ALL | HIV | 12.0931 | 0.00384 | 0.30941 | 1
ALL | HIV | 12.16 | 0.0038552 | 0.30953 | 1
ALL | HIV | 12.21 | 0.0038704 | 0.3149 | 1
ALL | HIV | 12.2393 | 0.0038856 | 0.3149 | 1
ALL | HIV | 12.28 | 0.0039009 | 0.31519 | 1
ALL | HIV | 12.281 | 0.0039161 | 0.31533 | 1
ALL | HIV | 12.35 | 0.0039315 | 0.31536 | 1
ALL | HIV | 12.4205 | 0.003947 | 0.31536 | 1
ALL | HIV | 12.51 | 0.0039781 | 0.31539 | 2
ALL | HIV | 12.52 | 0.0039937 | 0.31681 | 1
ALL | HIV | 12.5388 | 0.0040093 | 0.31682 | 1
ALL | HIV | 12.54 | 0.0040249 | 0.31683 | 1
ALL | HIV | 12.5594 | 0.0040405 | 0.31683 | 1
ALL | HIV | 12.5836 | 0.0040562 | 0.31684 | 1
ALL | HIV | 12.62 | 0.0040719 | 0.3173 | 1
ALL | HIV | 12.6263 | 0.0040876 | 0.31731 | 1
ALL | HIV | 12.6532 | 0.0041033 | 0.31731 | 1
ALL | HIV | 12.6812 | 0.0041191 | 0.31731 | 1
ALL | HIV | 12.6884 | 0.0041349 | 0.31733 | 1
ALL | HIV | 12.689 | 0.0041507 | 0.31733 | 1
ALL | HIV | 12.74 | 0.0041666 | 0.31826 | 1
ALL | HIV | 12.744 | 0.0041824 | 0.31826 | 1
ALL | HIV | 12.7526 | 0.0041983 | 0.31827 | 1
ALL | HIV | 12.78 | 0.0042142 | 0.3183 | 1
ALL | HIV | 12.8461 | 0.0042302 | 0.31831 | 1
ALL | HIV | 12.8478 | 0.0042462 | 0.31832 | 1
ALL | HIV | 12.92 | 0.0042622 | 0.31833 | 1
ALL | HIV | 12.941 | 0.0042783 | 0.31834 | 1
ALL | HIV | 12.9897 | 0.0042945 | 0.31841 | 1
ALL | HIV | 13.09 | 0.0043108 | 0.31897 | 1
ALL | HIV | 13.17 | 0.0043272 | 0.3197 | 1
ALL | HIV | 13.18 | 0.0043436 | 0.31999 | 1
ALL | HIV | 13.25 | 0.0043601 | 0.3201 | 1
ALL | HIV | 13.26 | 0.0043766 | 0.32351 | 1
ALL | HIV | 13.31 | 0.0043931 | 0.32352 | 1
ALL | HIV | 13.39 | 0.0044098 | 0.32353 | 1
ALL | HIV | 13.4176 | 0.0044265 | 0.32355 | 1
ALL | HIV | 13.47 | 0.00446 | 0.3239 | 2
ALL | HIV | 13.58 | 0.0044769 | 0.32412 | 1
ALL | HIV | 13.5802 | 0.0044938 | 0.32414 | 1
ALL | HIV | 13.61 | 0.0045107 | 0.32416 | 1
ALL | HIV | 13.64 | 0.0045277 | 0.32429 | 1
ALL | HIV | 13.6795 | 0.0045447 | 0.32448 | 1
ALL | HIV | 13.68 | 0.0046128 | 0.3245 | 4
ALL | HIV | 13.7961 | 0.00463 | 0.32468 | 1
ALL | HIV | 13.88 | 0.0046473 | 0.32551 | 1
ALL | HIV | 13.91 | 0.0047165 | 0.32558 | 4
ALL | HIV | 13.97 | 0.0047339 | 0.32561 | 1
ALL | HIV | 13.9731 | 0.0047513 | 0.32562 | 1
ALL | HIV | 14.02 | 0.0047687 | 0.32565 | 1
ALL | HIV | 14.0353 | 0.0047862 | 0.32565 | 1
ALL | HIV | 14.07 | 0.0048037 | 0.32566 | 1
ALL | HIV | 14.1196 | 0.0048213 | 0.32566 | 1
ALL | HIV | 14.13 | 0.0048389 | 0.32568 | 1
ALL | HIV | 14.21 | 0.0048565 | 0.32569 | 1
ALL | HIV | 14.23 | 0.0048742 | 0.32674 | 1
ALL | HIV | 14.2708 | 0.004892 | 0.32675 | 1
ALL | HIV | 14.2734 | 0.0049098 | 0.32693 | 1
ALL | HIV | 14.3106 | 0.0049276 | 0.32694 | 1
ALL | HIV | 14.36 | 0.0049454 | 0.32695 | 1
ALL | HIV | 14.44 | 0.0049634 | 0.32695 | 1
ALL | HIV | 14.51 | 0.0049815 | 0.32695 | 1
ALL | HIV | 14.518 | 0.0049995 | 0.32696 | 1
ALL | HIV | 14.6 | 0.0050177 | 0.32696 | 1
ALL | HIV | 14.6327 | 0.0050359 | 0.32716 | 1
ALL | HIV | 14.7205 | 0.0050542 | 0.32718 | 1
ALL | HIV | 14.74 | 0.0050726 | 0.32745 | 1
ALL | HIV | 14.78 | 0.005091 | 0.32748 | 1
ALL | HIV | 14.81 | 0.0051094 | 0.32749 | 1
ALL | HIV | 14.82 | 0.0051278 | 0.32789 | 1
ALL | HIV | 14.8372 | 0.0051463 | 0.32789 | 1
ALL | HIV | 14.86 | 0.0051648 | 0.32826 | 1
ALL | HIV | 14.8937 | 0.0051833 | 0.32828 | 1
ALL | HIV | 14.95 | 0.0052019 | 0.32828 | 1
ALL | HIV | 14.9912 | 0.0052206 | 0.33556 | 1
ALL | HIV | 15.0258 | 0.0052393 | 0.33556 | 1
ALL | HIV | 15.03 | 0.0052767 | 0.33598 | 2
ALL | HIV | 15.06 | 0.0052954 | 0.3361 | 1
ALL | HIV | 15.0888 | 0.0053142 | 0.3361 | 1
ALL | HIV | 15.116 | 0.005333 | 0.33612 | 1
ALL | HIV | 15.12 | 0.0053518 | 0.33718 | 1
ALL | HIV | 15.13 | 0.0053707 | 0.33729 | 1
ALL | HIV | 15.18 | 0.0054084 | 0.33744 | 2
ALL | HIV | 15.1825 | 0.0054273 | 0.33744 | 1
ALL | HIV | 15.2 | 0.0054462 | 0.33765 | 1
ALL | HIV | 15.22 | 0.0054652 | 0.33768 | 1
ALL | HIV | 15.2208 | 0.0054841 | 0.33862 | 1
ALL | HIV | 15.25 | 0.0055031 | 0.33865 | 1
ALL | HIV | 15.2952 | 0.0055221 | 0.33866 | 1
ALL | HIV | 15.306 | 0.0055602 | 0.33885 | 2
ALL | HIV | 15.32 | 0.0055793 | 0.33891 | 1
ALL | HIV | 15.37 | 0.0056175 | 0.33903 | 2
ALL | HIV | 15.3991 | 0.0056367 | 0.33905 | 1
ALL | HIV | 15.4352 | 0.0056559 | 0.33906 | 1
ALL | HIV | 15.51 | 0.0056752 | 0.33907 | 1
ALL | HIV | 15.626 | 0.0056947 | 0.33908 | 1
ALL | HIV | 15.6276 | 0.0057141 | 0.33909 | 1
ALL | HIV | 15.6953 | 0.0057336 | 0.33909 | 1
ALL | HIV | 15.709 | 0.0057532 | 0.3391 | 1
ALL | HIV | 15.73 | 0.0057728 | 0.33918 | 1
ALL | HIV | 15.7301 | 0.0057923 | 0.33918 | 1
ALL | HIV | 15.7587 | 0.0058119 | 0.33918 | 1
ALL | HIV | 15.76 | 0.0058315 | 0.33918 | 1
ALL | HIV | 15.78 | 0.0058512 | 0.3392 | 1
ALL | HIV | 15.7913 | 0.0058708 | 0.33938 | 1
ALL | HIV | 15.85 | 0.0058906 | 0.33976 | 1
ALL | HIV | 15.884 | 0.0059103 | 0.33976 | 1
ALL | HIV | 15.9406 | 0.0059302 | 0.33976 | 1
ALL | HIV | 15.9784 | 0.00595 | 0.33976 | 1
ALL | HIV | 16.0196 | 0.00597 | 0.33978 | 1
ALL | HIV | 16.0435 | 0.0059899 | 0.33978 | 1
ALL | HIV | 16.0737 | 0.0060099 | 0.33979 | 1
ALL | HIV | 16.1251 | 0.00603 | 0.33979 | 1
ALL | HIV | 16.1512 | 0.0060501 | 0.3398 | 1
ALL | HIV | 16.26 | 0.0060703 | 0.34438 | 1
ALL | HIV | 16.27 | 0.0060906 | 0.34532 | 1
ALL | HIV | 16.3378 | 0.0061109 | 0.34532 | 1
ALL | HIV | 16.37 | 0.0061313 | 0.34594 | 1
ALL | HIV | 16.44 | 0.0061517 | 0.34596 | 1
ALL | HIV | 16.5539 | 0.0061723 | 0.34599 | 1
ALL | HIV | 16.5566 | 0.0061929 | 0.34599 | 1
ALL | HIV | 16.5819 | 0.0062136 | 0.346 | 1
ALL | HIV | 16.6 | 0.0062342 | 0.34602 | 1
ALL | HIV | 16.62 | 0.0062549 | 0.3462 | 1
ALL | HIV | 16.71 | 0.0062757 | 0.34624 | 1
ALL | HIV | 16.7273 | 0.0062965 | 0.34625 | 1
ALL | HIV | 16.8112 | 0.0063174 | 0.34626 | 1
ALL | HIV | 16.91 | 0.0063385 | 0.34627 | 1
ALL | HIV | 16.93 | 0.0063596 | 0.34641 | 1
ALL | HIV | 16.951 | 0.0063807 | 0.34641 | 1
ALL | HIV | 16.96 | 0.0064018 | 0.34648 | 1
ALL | HIV | 16.9618 | 0.0064229 | 0.34649 | 1
ALL | HIV | 17.0024 | 0.006444 | 0.3465 | 1
ALL | HIV | 17.0148 | 0.0064652 | 0.3465 | 1
ALL | HIV | 17.0156 | 0.0064864 | 0.3465 | 1
ALL | HIV | 17.0236 | 0.0065076 | 0.34656 | 1
ALL | HIV | 17.07 | 0.0065288 | 0.34656 | 1
ALL | HIV | 17.1448 | 0.0065501 | 0.34659 | 1
ALL | HIV | 17.37 | 0.0065717 | 0.34662 | 1
ALL | HIV | 17.38 | 0.0065934 | 0.36279 | 1
ALL | HIV | 17.61 | 0.0066153 | 0.36279 | 1
ALL | HIV | 17.7093 | 0.0066373 | 0.36279 | 1
ALL | HIV | 17.766 | 0.0066594 | 0.36282 | 1
ALL | HIV | 17.85 | 0.0066816 | 0.36315 | 1
ALL | HIV | 17.9103 | 0.0067039 | 0.36315 | 1
ALL | HIV | 18.0532 | 0.0067264 | 0.36315 | 1
ALL | HIV | 18.0708 | 0.0067489 | 0.36322 | 1
ALL | HIV | 18.08 | 0.0067714 | 0.36324 | 1
ALL | HIV | 18.11 | 0.0067939 | 0.36325 | 1
ALL | HIV | 18.1527 | 0.0068165 | 0.36326 | 1
ALL | HIV | 18.1594 | 0.0068391 | 0.3633 | 1
ALL | HIV | 18.19 | 0.0068617 | 0.36331 | 1
ALL | HIV | 18.1986 | 0.0068844 | 0.36333 | 1
ALL | HIV | 18.2 | 0.006907 | 0.36337 | 1
ALL | HIV | 18.2323 | 0.0069297 | 0.36338 | 1
ALL | HIV | 18.2376 | 0.0069524 | 0.3634 | 1
ALL | HIV | 18.2415 | 0.0069751 | 0.36358 | 1
ALL | HIV | 18.27 | 0.0069978 | 0.36371 | 1
ALL | HIV | 18.3658 | 0.0070207 | 0.36376 | 1
ALL | HIV | 18.3989 | 0.0070436 | 0.36376 | 1
ALL | HIV | 18.4153 | 0.0070665 | 0.36377 | 1
ALL | HIV | 18.42 | 0.0070894 | 0.36636 | 1
ALL | HIV | 18.4784 | 0.0071124 | 0.36636 | 1
ALL | HIV | 18.5581 | 0.0071355 | 0.36637 | 1
ALL | HIV | 18.5644 | 0.0071586 | 0.36638 | 1
ALL | HIV | 18.7031 | 0.0071819 | 0.36638 | 1
ALL | HIV | 18.72 | 0.0072052 | 0.36641 | 1
ALL | HIV | 18.7231 | 0.0072285 | 0.36641 | 1
ALL | HIV | 18.8003 | 0.0072519 | 0.36642 | 1
ALL | HIV | 18.81 | 0.0072753 | 0.36652 | 1
ALL | HIV | 18.89 | 0.0072988 | 0.36875 | 1
ALL | HIV | 18.9 | 0.0073223 | 0.36877 | 1
ALL | HIV | 18.9181 | 0.0073459 | 0.36877 | 1
ALL | HIV | 19.07 | 0.0073696 | 0.36886 | 1
ALL | HIV | 19.1095 | 0.0073934 | 0.36887 | 1
ALL | HIV | 19.12 | 0.0074172 | 0.36888 | 1
ALL | HIV | 19.1451 | 0.007441 | 0.3689 | 1
ALL | HIV | 19.1507 | 0.0074648 | 0.36891 | 1
ALL | HIV | 19.17 | 0.0074887 | 0.36912 | 1
ALL | HIV | 19.227 | 0.0075126 | 0.36915 | 1
ALL | HIV | 19.2357 | 0.0075365 | 0.36917 | 1
ALL | HIV | 19.2588 | 0.0075605 | 0.36919 | 1
ALL | HIV | 19.26 | 0.0075845 | 0.36921 | 1
ALL | HIV | 19.305 | 0.0076085 | 0.36921 | 1
ALL | HIV | 19.3299 | 0.0076325 | 0.36927 | 1
ALL | HIV | 19.3387 | 0.0076566 | 0.36927 | 1
ALL | HIV | 19.3868 | 0.0076807 | 0.36928 | 1
ALL | HIV | 19.5196 | 0.007705 | 0.3693 | 1
ALL | HIV | 19.55 | 0.0077293 | 0.36958 | 1
ALL | HIV | 19.5537 | 0.0077537 | 0.37098 | 1
ALL | HIV | 19.57 | 0.007778 | 0.37103 | 1
ALL | HIV | 19.5803 | 0.0078024 | 0.37104 | 1
ALL | HIV | 19.6591 | 0.0078269 | 0.37105 | 1
ALL | HIV | 19.6677 | 0.0078513 | 0.37106 | 1
ALL | HIV | 19.738 | 0.0078759 | 0.37107 | 1
ALL | HIV | 19.81 | 0.0079005 | 0.3715 | 1
ALL | HIV | 19.82 | 0.0079252 | 0.37151 | 1
ALL | HIV | 19.8292 | 0.0079499 | 0.37152 | 1
ALL | HIV | 19.83 | 0.0079746 | 0.37323 | 1
ALL | HIV | 19.8551 | 0.0079993 | 0.37324 | 1
ALL | HIV | 19.96 | 0.0080241 | 0.37324 | 1
ALL | HIV | 20.0168 | 0.008049 | 0.37326 | 1
ALL | HIV | 20.05 | 0.008074 | 0.3744 | 1
ALL | HIV | 20.0724 | 0.0080989 | 0.38992 | 1
ALL | HIV | 20.1737 | 0.008124 | 0.38993 | 1
ALL | HIV | 20.2029 | 0.0081492 | 0.38994 | 1
ALL | HIV | 20.2049 | 0.0081743 | 0.38994 | 1
ALL | HIV | 20.21 | 0.0081995 | 0.38998 | 1
ALL | HIV | 20.25 | 0.0082499 | 0.39001 | 2
ALL | HIV | 20.26 | 0.0082751 | 0.39035 | 1
ALL | HIV | 20.32 | 0.0083004 | 0.39035 | 1
ALL | HIV | 20.36 | 0.0083257 | 0.3905 | 1
ALL | HIV | 20.365 | 0.008351 | 0.39072 | 1
ALL | HIV | 20.4 | 0.0083764 | 0.39072 | 1
ALL | HIV | 20.42 | 0.0084018 | 0.39078 | 1
ALL | HIV | 20.44 | 0.0084273 | 0.39242 | 1
ALL | HIV | 20.45 | 0.0084527 | 0.39259 | 1
ALL | HIV | 20.47 | 0.0084782 | 0.39265 | 1
ALL | HIV | 20.4905 | 0.0085292 | 0.39268 | 2
ALL | HIV | 20.51 | 0.0085547 | 0.39272 | 1
ALL | HIV | 20.5143 | 0.0085802 | 0.39277 | 1
ALL | HIV | 20.5723 | 0.0086058 | 0.39277 | 1
ALL | HIV | 20.5884 | 0.0086315 | 0.39279 | 1
ALL | HIV | 20.59 | 0.0086827 | 0.39283 | 2
ALL | HIV | 20.6654 | 0.0087084 | 0.39291 | 1
ALL | HIV | 20.7205 | 0.0087342 | 0.39291 | 1
ALL | HIV | 20.77 | 0.0087601 | 0.39292 | 1
ALL | HIV | 20.8076 | 0.0087859 | 0.39293 | 1
ALL | HIV | 20.82 | 0.0088119 | 0.39309 | 1
ALL | HIV | 20.8377 | 0.0088378 | 0.3931 | 1
ALL | HIV | 20.8506 | 0.0088637 | 0.39311 | 1
ALL | HIV | 20.9173 | 0.0088898 | 0.39312 | 1
ALL | HIV | 21 | 0.0089159 | 0.39313 | 1
ALL | HIV | 21.02 | 0.008942 | 0.39314 | 1
ALL | HIV | 21.11 | 0.0089683 | 0.39328 | 1
ALL | HIV | 21.16 | 0.0089946 | 0.39353 | 1
ALL | HIV | 21.1972 | 0.009021 | 0.39354 | 1
ALL | HIV | 21.257 | 0.0090475 | 0.39354 | 1
ALL | HIV | 21.275 | 0.0090739 | 0.39354 | 1
ALL | HIV | 21.29 | 0.0091004 | 0.3949 | 1
ALL | HIV | 21.36 | 0.009127 | 0.39496 | 1
ALL | HIV | 21.3692 | 0.0091536 | 0.39497 | 1
ALL | HIV | 21.393 | 0.0091802 | 0.3951 | 1
ALL | HIV | 21.42 | 0.0092069 | 0.39511 | 1
ALL | HIV | 21.4218 | 0.0092335 | 0.39512 | 1
ALL | HIV | 21.529 | 0.0092603 | 0.39541 | 1
ALL | HIV | 21.53 | 0.0092871 | 0.39605 | 1
ALL | HIV | 21.5492 | 0.0093139 | 0.39607 | 1
ALL | HIV | 21.58 | 0.0093408 | 0.39654 | 1
ALL | HIV | 21.6216 | 0.0093677 | 0.39654 | 1
ALL | HIV | 21.65 | 0.0093946 | 0.39665 | 1
ALL | HIV | 21.6952 | 0.0094216 | 0.39671 | 1
ALL | HIV | 21.7186 | 0.0094487 | 0.39672 | 1
ALL | HIV | 21.7409 | 0.0094757 | 0.39675 | 1
ALL | HIV | 21.7598 | 0.0095028 | 0.39677 | 1
ALL | HIV | 21.84 | 0.00953 | 0.39697 | 1
ALL | HIV | 21.88 | 0.0095572 | 0.39737 | 1
ALL | HIV | 21.92 | 0.0095845 | 0.39747 | 1
ALL | HIV | 21.968 | 0.0096118 | 0.39747 | 1
ALL | HIV | 22.0154 | 0.0096392 | 0.39749 | 1
ALL | HIV | 22.0299 | 0.0096666 | 0.39749 | 1
ALL | HIV | 22.1687 | 0.0096942 | 0.3975 | 1
ALL | HIV | 22.32 | 0.009722 | 0.39773 | 1
ALL | HIV | 22.33 | 0.0097498 | 0.39809 | 1
ALL | HIV | 22.35 | 0.0098054 | 0.39814 | 2
ALL | HIV | 22.37 | 0.0098332 | 0.39843 | 1
ALL | HIV | 22.41 | 0.009889 | 0.39893 | 2
ALL | HIV | 22.447 | 0.0099169 | 0.39893 | 1
ALL | HIV | 22.4506 | 0.0099449 | 0.39894 | 1
ALL | HIV | 22.7 | 0.0099731 | 0.39894 | 1
ALL | HIV | 22.7154 | 0.010001 | 0.39905 | 1
ALL | HIV | 22.7808 | 0.01003 | 0.39905 | 1
ALL | HIV | 22.8627 | 0.010058 | 0.39906 | 1
ALL | HIV | 22.88 | 0.010087 | 0.39919 | 1
ALL | HIV | 22.98 | 0.010115 | 0.39919 | 1
ALL | HIV | 23.0855 | 0.010144 | 0.39919 | 1
ALL | HIV | 23.135 | 0.010173 | 0.39921 | 1
ALL | HIV | 23.1595 | 0.010202 | 0.39922 | 1
ALL | HIV | 23.1768 | 0.01023 | 0.39938 | 1
ALL | HIV | 23.3 | 0.010259 | 0.39941 | 1
ALL | HIV | 23.3336 | 0.010288 | 0.39942 | 1
ALL | HIV | 23.4035 | 0.010318 | 0.39943 | 1
ALL | HIV | 23.4529 | 0.010347 | 0.3995 | 1
ALL | HIV | 23.4624 | 0.010376 | 0.39951 | 1
ALL | HIV | 23.51 | 0.010405 | 0.40002 | 1
ALL | HIV | 23.53 | 0.010434 | 0.40005 | 1
ALL | HIV | 23.5628 | 0.010464 | 0.40005 | 1
ALL | HIV | 23.61 | 0.010493 | 0.40006 | 1
ALL | HIV | 23.6489 | 0.010523 | 0.40009 | 1
ALL | HIV | 23.7356 | 0.010552 | 0.4001 | 1
ALL | HIV | 23.8255 | 0.010582 | 0.40011 | 1
ALL | HIV | 23.8902 | 0.010612 | 0.40011 | 1
ALL | HIV | 23.8956 | 0.010641 | 0.40014 | 1
ALL | HIV | 23.9206 | 0.010671 | 0.4002 | 1
ALL | HIV | 23.9825 | 0.010701 | 0.40021 | 1
ALL | HIV | 24.0973 | 0.010731 | 0.40053 | 1
ALL | HIV | 24.1176 | 0.010761 | 0.40055 | 1
ALL | HIV | 24.125 | 0.010791 | 0.40055 | 1
ALL | HIV | 24.13 | 0.010821 | 0.40056 | 1
ALL | HIV | 24.1415 | 0.010851 | 0.40056 | 1
ALL | HIV | 24.1764 | 0.010881 | 0.40057 | 1
ALL | HIV | 24.18 | 0.010911 | 0.40062 | 1
ALL | HIV | 24.23 | 0.010941 | 0.40064 | 1
ALL | HIV | 24.259 | 0.010971 | 0.40067 | 1
ALL | HIV | 24.28 | 0.011002 | 0.40069 | 1
ALL | HIV | 24.32 | 0.011032 | 0.40084 | 1
ALL | HIV | 24.3863 | 0.011062 | 0.40085 | 1
ALL | HIV | 24.3876 | 0.011093 | 0.40086 | 1
ALL | HIV | 24.391 | 0.011123 | 0.40087 | 1
ALL | HIV | 24.4 | 0.011184 | 0.40117 | 2
ALL | HIV | 24.4104 | 0.011214 | 0.40123 | 1
ALL | HIV | 24.419 | 0.011244 | 0.40124 | 1
ALL | HIV | 24.48 | 0.011275 | 0.40124 | 1
ALL | HIV | 24.5152 | 0.011305 | 0.40125 | 1
ALL | HIV | 24.5416 | 0.011336 | 0.40125 | 1
ALL | HIV | 24.5631 | 0.011367 | 0.40126 | 1
ALL | HIV | 24.65 | 0.011397 | 0.40133 | 1
ALL | HIV | 24.7138 | 0.011428 | 0.40133 | 1
ALL | HIV | 24.735 | 0.011459 | 0.40134 | 1
ALL | HIV | 24.7393 | 0.01149 | 0.40134 | 1
ALL | HIV | 24.7823 | 0.01152 | 0.40134 | 1
ALL | HIV | 24.7892 | 0.011551 | 0.40135 | 1
ALL | HIV | 24.87 | 0.011582 | 0.40166 | 1
ALL | HIV | 24.8933 | 0.011613 | 0.40166 | 1
ALL | HIV | 24.9044 | 0.011644 | 0.40166 | 1
ALL | HIV | 24.96 | 0.011675 | 0.40226 | 1
ALL | HIV | 24.98 | 0.011706 | 0.40227 | 1
ALL | HIV | 24.9897 | 0.011737 | 0.40227 | 1
ALL | HIV | 25.01 | 0.011769 | 0.4023 | 1
ALL | HIV | 25.1508 | 0.0118 | 0.4023 | 1
ALL | HIV | 25.16 | 0.011862 | 0.40314 | 2
ALL | HIV | 25.23 | 0.011925 | 0.40493 | 2
ALL | HIV | 25.2797 | 0.011957 | 0.40494 | 1
ALL | HIV | 25.34 | 0.011988 | 0.40501 | 1
ALL | HIV | 25.5095 | 0.01202 | 0.40501 | 1
ALL | HIV | 25.5292 | 0.012052 | 0.40501 | 1
ALL | HIV | 25.571 | 0.012084 | 0.40501 | 1
ALL | HIV | 25.5805 | 0.012115 | 0.40501 | 1
ALL | HIV | 25.6502 | 0.012147 | 0.40502 | 1
ALL | HIV | 25.8364 | 0.012179 | 0.40509 | 1
ALL | HIV | 25.8379 | 0.012212 | 0.40515 | 1
ALL | HIV | 25.89 | 0.012244 | 0.40515 | 1
ALL | HIV | 25.9066 | 0.012276 | 0.40516 | 1
ALL | HIV | 26.1158 | 0.012309 | 0.40527 | 1
ALL | HIV | 26.1739 | 0.012341 | 0.40528 | 1
ALL | HIV | 26.3 | 0.012374 | 0.40558 | 1
ALL | HIV | 26.3725 | 0.012407 | 0.40558 | 1
ALL | HIV | 26.46 | 0.01244 | 0.40559 | 1
ALL | HIV | 26.6679 | 0.012473 | 0.40559 | 1
ALL | HIV | 26.7196 | 0.012506 | 0.40566 | 1
ALL | HIV | 26.7876 | 0.012539 | 0.40567 | 1
ALL | HIV | 26.95 | 0.012573 | 0.40581 | 1
ALL | HIV | 26.97 | 0.012606 | 0.40581 | 1
ALL | HIV | 27.0296 | 0.01264 | 0.4059 | 1
ALL | HIV | 27.03 | 0.012674 | 0.40594 | 1
ALL | HIV | 27.0782 | 0.012707 | 0.40604 | 1
ALL | HIV | 27.1116 | 0.012741 | 0.40605 | 1
ALL | HIV | 27.12 | 0.012775 | 0.40605 | 1
ALL | HIV | 27.19 | 0.012809 | 0.40615 | 1
ALL | HIV | 27.31 | 0.012843 | 0.40633 | 1
ALL | HIV | 27.3635 | 0.012877 | 0.40636 | 1
ALL | HIV | 27.4624 | 0.012911 | 0.40636 | 1
ALL | HIV | 27.6203 | 0.012945 | 0.4064 | 1
ALL | HIV | 27.6603 | 0.01298 | 0.4064 | 1
ALL | HIV | 27.7769 | 0.013014 | 0.40641 | 1
ALL | HIV | 27.8327 | 0.013049 | 0.40644 | 1
ALL | HIV | 27.8492 | 0.013084 | 0.40645 | 1
ALL | HIV | 27.89 | 0.013118 | 0.40654 | 1
ALL | HIV | 27.8969 | 0.013153 | 0.40654 | 1
ALL | HIV | 27.903 | 0.013188 | 0.40656 | 1
ALL | HIV | 27.9081 | 0.013222 | 0.40656 | 1
ALL | HIV | 27.97 | 0.013257 | 0.40656 | 1
ALL | HIV | 28.1132 | 0.013292 | 0.40657 | 1
ALL | HIV | 28.1614 | 0.013327 | 0.40657 | 1
ALL | HIV | 28.1909 | 0.013362 | 0.40658 | 1
ALL | HIV | 28.1964 | 0.013397 | 0.40658 | 1
ALL | HIV | 28.25 | 0.013433 | 0.40659 | 1
ALL | HIV | 28.35 | 0.013468 | 0.40659 | 1
ALL | HIV | 28.6196 | 0.013504 | 0.40659 | 1
ALL | HIV | 28.6198 | 0.013539 | 0.4066 | 1
ALL | HIV | 28.63 | 0.013575 | 0.4066 | 1
ALL | HIV | 28.7257 | 0.013611 | 0.4066 | 1
ALL | HIV | 28.7592 | 0.013646 | 0.4066 | 1
ALL | HIV | 28.8898 | 0.013682 | 0.4066 | 1
ALL | HIV | 28.92 | 0.013718 | 0.40663 | 1
ALL | HIV | 28.9343 | 0.013754 | 0.40663 | 1
ALL | HIV | 28.94 | 0.01379 | 0.40762 | 1
ALL | HIV | 29.0273 | 0.013826 | 0.40764 | 1
ALL | HIV | 29.04 | 0.013863 | 0.40819 | 1
ALL | HIV | 29.12 | 0.013899 | 0.40824 | 1
ALL | HIV | 29.1707 | 0.013935 | 0.40825 | 1
ALL | HIV | 29.22 | 0.013971 | 0.409 | 1
ALL | HIV | 29.3566 | 0.014008 | 0.40914 | 1
ALL | HIV | 29.3758 | 0.014044 | 0.40914 | 1
ALL | HIV | 29.42 | 0.014081 | 0.4092 | 1
ALL | HIV | 29.52 | 0.014118 | 0.40926 | 1
ALL | HIV | 29.5492 | 0.014155 | 0.40927 | 1
ALL | HIV | 29.5569 | 0.014191 | 0.40928 | 1
ALL | HIV | 29.6428 | 0.014228 | 0.40929 | 1
ALL | HIV | 29.6534 | 0.014265 | 0.40929 | 1
ALL | HIV | 29.66 | 0.014302 | 0.4093 | 1
ALL | HIV | 29.7761 | 0.014339 | 0.4093 | 1
ALL | HIV | 29.83 | 0.014376 | 0.41161 | 1
ALL | HIV | 29.8421 | 0.014413 | 0.41162 | 1
ALL | HIV | 29.97 | 0.014488 | 0.41167 | 2
ALL | HIV | 30.0336 | 0.014525 | 0.41169 | 1
ALL | HIV | 30.0374 | 0.014563 | 0.41197 | 1
ALL | HIV | 30.0588 | 0.0146 | 0.41198 | 1
ALL | HIV | 30.08 | 0.014638 | 0.41198 | 1
ALL | HIV | 30.0869 | 0.014675 | 0.41199 | 1
ALL | HIV | 30.13 | 0.014712 | 0.41199 | 1
ALL | HIV | 30.24 | 0.01475 | 0.41201 | 1
ALL | HIV | 30.2652 | 0.014788 | 0.41205 | 1
ALL | HIV | 30.2872 | 0.014825 | 0.41205 | 1
ALL | HIV | 30.2978 | 0.014863 | 0.41207 | 1
ALL | HIV | 30.36 | 0.014939 | 0.41208 | 2
ALL | HIV | 30.4 | 0.015014 | 0.41222 | 2
ALL | HIV | 30.5664 | 0.015052 | 0.41236 | 1
ALL | HIV | 30.6469 | 0.015091 | 0.41236 | 1
ALL | HIV | 30.6541 | 0.015129 | 0.41253 | 1
ALL | HIV | 30.6616 | 0.015167 | 0.41254 | 1
ALL | HIV | 30.68 | 0.015205 | 0.41271 | 1
ALL | HIV | 30.7368 | 0.015243 | 0.41273 | 1
ALL | HIV | 30.8243 | 0.015282 | 0.41274 | 1
ALL | HIV | 30.8989 | 0.01532 | 0.41276 | 1
ALL | HIV | 31.04 | 0.015359 | 0.41293 | 1
ALL | HIV | 31.1421 | 0.015397 | 0.41294 | 1
ALL | HIV | 31.2699 | 0.015436 | 0.41294 | 1
ALL | HIV | 31.3332 | 0.015475 | 0.41294 | 1
ALL | HIV | 31.34 | 0.015514 | 0.41295 | 1
ALL | HIV | 31.3411 | 0.015553 | 0.41298 | 1
ALL | HIV | 31.41 | 0.015592 | 0.41301 | 1
ALL | HIV | 31.45 | 0.015632 | 0.41302 | 1
ALL | HIV | 31.49 | 0.015671 | 0.41302 | 1
ALL | HIV | 31.5408 | 0.01571 | 0.41303 | 1
ALL | HIV | 31.5488 | 0.015749 | 0.41303 | 1
ALL | HIV | 31.7 | 0.015789 | 0.41325 | 1
ALL | HIV | 31.8132 | 0.015828 | 0.4133 | 1
ALL | HIV | 31.8134 | 0.015868 | 0.41346 | 1
ALL | HIV | 31.91 | 0.015908 | 0.41355 | 1
ALL | HIV | 31.92 | 0.015947 | 0.41359 | 1
ALL | HIV | 31.9418 | 0.015987 | 0.41359 | 1
ALL | HIV | 32.01 | 0.016027 | 0.4136 | 1
ALL | HIV | 32.1329 | 0.016067 | 0.4136 | 1
ALL | HIV | 32.17 | 0.016107 | 0.41452 | 1
ALL | HIV | 32.19 | 0.016147 | 0.41453 | 1
ALL | HIV | 32.2155 | 0.016187 | 0.41455 | 1
ALL | HIV | 32.22 | 0.016227 | 0.41457 | 1
ALL | HIV | 32.25 | 0.016267 | 0.41458 | 1
ALL | HIV | 32.42 | 0.016308 | 0.41458 | 1
ALL | HIV | 32.4375 | 0.016348 | 0.41458 | 1
ALL | HIV | 32.46 | 0.016388 | 0.41458 | 1
ALL | HIV | 32.493 | 0.016429 | 0.41458 | 1
ALL | HIV | 32.5455 | 0.016469 | 0.41459 | 1
ALL | HIV | 32.5723 | 0.01651 | 0.41459 | 1
ALL | HIV | 32.6093 | 0.01655 | 0.41461 | 1
ALL | HIV | 32.66 | 0.016591 | 0.41468 | 1
ALL | HIV | 32.7562 | 0.016632 | 0.41469 | 1
ALL | HIV | 32.776 | 0.016673 | 0.41469 | 1
ALL | HIV | 32.79 | 0.016713 | 0.41469 | 1
ALL | HIV | 32.799 | 0.016754 | 0.4148 | 1
ALL | HIV | 32.8088 | 0.016795 | 0.41481 | 1
ALL | HIV | 32.8501 | 0.016836 | 0.41481 | 1
ALL | HIV | 32.9591 | 0.016877 | 0.41482 | 1
ALL | HIV | 32.9737 | 0.016918 | 0.41483 | 1
ALL | HIV | 33.1544 | 0.016959 | 0.41484 | 1
ALL | HIV | 33.1829 | 0.017001 | 0.41484 | 1
ALL | HIV | 33.1851 | 0.017042 | 0.41485 | 1
ALL | HIV | 33.2451 | 0.017083 | 0.41488 | 1
ALL | HIV | 33.3167 | 0.017125 | 0.4149 | 1
ALL | HIV | 33.34 | 0.017166 | 0.41501 | 1
ALL | HIV | 33.3659 | 0.017208 | 0.41505 | 1
ALL | HIV | 33.4239 | 0.017249 | 0.41515 | 1
ALL | HIV | 33.4377 | 0.017291 | 0.41516 | 1
ALL | HIV | 33.5472 | 0.017333 | 0.41516 | 1
ALL | HIV | 33.5795 | 0.017374 | 0.41516 | 1
ALL | HIV | 33.617 | 0.017416 | 0.41522 | 1
ALL | HIV | 33.64 | 0.017458 | 0.41996 | 1
ALL | HIV | 33.6494 | 0.0175 | 0.41998 | 1
ALL | HIV | 33.9134 | 0.017542 | 0.41998 | 1
ALL | HIV | 33.9735 | 0.017584 | 0.41999 | 1
ALL | HIV | 33.9743 | 0.017627 | 0.42002 | 1
ALL | HIV | 34.0704 | 0.017669 | 0.42002 | 1
ALL | HIV | 34.12 | 0.017712 | 0.42005 | 1
ALL | HIV | 34.15 | 0.017754 | 0.42005 | 1
ALL | HIV | 34.1636 | 0.017797 | 0.42006 | 1
ALL | HIV | 34.17 | 0.017839 | 0.42015 | 1
ALL | HIV | 34.27 | 0.017882 | 0.42018 | 1
ALL | HIV | 34.3997 | 0.017925 | 0.4202 | 1
ALL | HIV | 34.43 | 0.017967 | 0.42022 | 1
ALL | HIV | 34.48 | 0.01801 | 0.42027 | 1
ALL | HIV | 34.5258 | 0.018053 | 0.42027 | 1
ALL | HIV | 34.5493 | 0.018096 | 0.42028 | 1
ALL | HIV | 34.5869 | 0.018139 | 0.42029 | 1
ALL | HIV | 34.75 | 0.018183 | 0.4203 | 1
ALL | HIV | 34.7534 | 0.018226 | 0.4203 | 1
ALL | HIV | 34.7769 | 0.018269 | 0.42031 | 1
ALL | HIV | 34.9976 | 0.018313 | 0.42031 | 1
ALL | HIV | 35.05 | 0.018356 | 0.42048 | 1
ALL | HIV | 35.0512 | 0.0184 | 0.42049 | 1
ALL | HIV | 35.1048 | 0.018444 | 0.42049 | 1
ALL | HIV | 35.133 | 0.018487 | 0.42053 | 1
ALL | HIV | 35.1965 | 0.018531 | 0.42054 | 1
ALL | HIV | 35.22 | 0.018575 | 0.42837 | 1
ALL | HIV | 35.3479 | 0.018619 | 0.42892 | 1
ALL | HIV | 35.3575 | 0.018663 | 0.42893 | 1
ALL | HIV | 35.3723 | 0.018707 | 0.42893 | 1
ALL | HIV | 35.4806 | 0.018751 | 0.42893 | 1
ALL | HIV | 35.5734 | 0.018795 | 0.42894 | 1
ALL | HIV | 35.5764 | 0.01884 | 0.42894 | 1
ALL | HIV | 35.58 | 0.018884 | 0.42899 | 1
ALL | HIV | 35.59 | 0.018928 | 0.429 | 1
ALL | HIV | 35.6127 | 0.018972 | 0.429 | 1
ALL | HIV | 35.6322 | 0.019017 | 0.429 | 1
ALL | HIV | 35.6354 | 0.019061 | 0.429 | 1
ALL | HIV | 35.6437 | 0.019105 | 0.42901 | 1
ALL | HIV | 35.7675 | 0.01915 | 0.42907 | 1
ALL | HIV | 35.82 | 0.019195 | 0.4291 | 1
ALL | HIV | 35.8764 | 0.019239 | 0.4291 | 1
ALL | HIV | 35.91 | 0.019284 | 0.42932 | 1
ALL | HIV | 35.935 | 0.019329 | 0.42938 | 1
ALL | HIV | 35.9498 | 0.019373 | 0.42938 | 1
ALL | HIV | 36.04 | 0.019418 | 0.43012 | 1
ALL | HIV | 36.08 | 0.019463 | 0.43013 | 1
ALL | HIV | 36.1166 | 0.019508 | 0.43014 | 1
ALL | HIV | 36.1479 | 0.019553 | 0.43014 | 1
ALL | HIV | 36.2641 | 0.019598 | 0.43017 | 1
ALL | HIV | 36.32 | 0.019643 | 0.43029 | 1
ALL | HIV | 36.4434 | 0.019689 | 0.43033 | 1
ALL | HIV | 36.4894 | 0.019734 | 0.43034 | 1
ALL | HIV | 36.5455 | 0.01978 | 0.43034 | 1
ALL | HIV | 36.55 | 0.019825 | 0.43037 | 1
ALL | HIV | 36.6073 | 0.019871 | 0.43037 | 1
ALL | HIV | 36.9269 | 0.019917 | 0.43038 | 1
ALL | HIV | 37.05 | 0.019963 | 0.4306 | 1
ALL | HIV | 37.053 | 0.020009 | 0.43061 | 1
ALL | HIV | 37.06 | 0.020055 | 0.43065 | 1
ALL | HIV | 37.0909 | 0.020101 | 0.43065 | 1
ALL | HIV | 37.1263 | 0.020147 | 0.43065 | 1
ALL | HIV | 37.1752 | 0.020194 | 0.43067 | 1
ALL | HIV | 37.3304 | 0.02024 | 0.43068 | 1
ALL | HIV | 37.4216 | 0.020287 | 0.43069 | 1
ALL | HIV | 37.5333 | 0.020333 | 0.4307 | 1
ALL | HIV | 37.546 | 0.02038 | 0.4307 | 1
ALL | HIV | 37.73 | 0.020427 | 0.43071 | 1
ALL | HIV | 37.82 | 0.020474 | 0.43073 | 1
ALL | HIV | 37.8366 | 0.020521 | 0.43083 | 1
ALL | HIV | 38.03 | 0.020568 | 0.43094 | 1
ALL | HIV | 38.05 | 0.020616 | 0.43094 | 1
ALL | HIV | 38.0758 | 0.020663 | 0.43096 | 1
ALL | HIV | 38.1311 | 0.020711 | 0.43096 | 1
ALL | HIV | 38.2044 | 0.020758 | 0.43096 | 1
ALL | HIV | 38.22 | 0.020806 | 0.43097 | 1
ALL | HIV | 38.2367 | 0.020853 | 0.43098 | 1
ALL | HIV | 38.37 | 0.020901 | 0.43098 | 1
ALL | HIV | 38.3889 | 0.020949 | 0.43099 | 1
ALL | HIV | 38.58 | 0.020997 | 0.43099 | 1
ALL | HIV | 38.5932 | 0.021045 | 0.43127 | 1
ALL | HIV | 38.65 | 0.021093 | 0.43134 | 1
ALL | HIV | 38.7932 | 0.021141 | 0.43134 | 1
ALL | HIV | 38.7975 | 0.021189 | 0.43134 | 1
ALL | HIV | 38.8392 | 0.021238 | 0.43135 | 1
ALL | HIV | 38.88 | 0.021286 | 0.43154 | 1
ALL | HIV | 39.0099 | 0.021335 | 0.43154 | 1
ALL | HIV | 39.0209 | 0.021383 | 0.43155 | 1
ALL | HIV | 39.05 | 0.021432 | 0.43178 | 1
ALL | HIV | 39.07 | 0.02148 | 0.43186 | 1
ALL | HIV | 39.2094 | 0.021529 | 0.43186 | 1
ALL | HIV | 39.38 | 0.021578 | 0.43197 | 1
ALL | HIV | 39.5376 | 0.021627 | 0.43198 | 1
ALL | HIV | 39.5647 | 0.021677 | 0.43198 | 1
ALL | HIV | 39.6186 | 0.021726 | 0.43198 | 1
ALL | HIV | 39.6198 | 0.021775 | 0.43267 | 1
ALL | HIV | 39.7044 | 0.021825 | 0.43269 | 1
ALL | HIV | 39.8066 | 0.021874 | 0.4327 | 1
ALL | HIV | 39.83 | 0.021924 | 0.43278 | 1
ALL | HIV | 39.8785 | 0.021973 | 0.43279 | 1
ALL | HIV | 39.8804 | 0.022023 | 0.43279 | 1
ALL | HIV | 39.9373 | 0.022073 | 0.4328 | 1
ALL | HIV | 39.94 | 0.022122 | 0.4328 | 1
ALL | HIV | 39.9526 | 0.022172 | 0.43282 | 1
ALL | HIV | 39.99 | 0.022222 | 0.43282 | 1
ALL | HIV | 39.9915 | 0.022272 | 0.43291 | 1
ALL | HIV | 40.1249 | 0.022322 | 0.43292 | 1
ALL | HIV | 40.1617 | 0.022372 | 0.43292 | 1
ALL | HIV | 40.24 | 0.022422 | 0.43299 | 1
ALL | HIV | 40.2441 | 0.022472 | 0.433 | 1
ALL | HIV | 40.2562 | 0.022522 | 0.43331 | 1
ALL | HIV | 40.3267 | 0.022572 | 0.43332 | 1
ALL | HIV | 40.41 | 0.022622 | 0.43334 | 1
ALL | HIV | 40.4316 | 0.022673 | 0.43335 | 1
ALL | HIV | 40.4368 | 0.022723 | 0.43335 | 1
ALL | HIV | 40.44 | 0.022773 | 0.43336 | 1
ALL | HIV | 40.45 | 0.022824 | 0.43336 | 1
ALL | HIV | 40.4711 | 0.022874 | 0.43337 | 1
ALL | HIV | 40.48 | 0.022924 | 0.43337 | 1
ALL | HIV | 40.4912 | 0.022975 | 0.43338 | 1
ALL | HIV | 40.64 | 0.023025 | 0.43339 | 1
ALL | HIV | 40.68 | 0.023127 | 0.43504 | 2
ALL | HIV | 40.71 | 0.023177 | 0.43504 | 1
ALL | HIV | 40.7348 | 0.023228 | 0.43505 | 1
ALL | HIV | 40.74 | 0.023279 | 0.43607 | 1
ALL | HIV | 40.9881 | 0.02333 | 0.4362 | 1
ALL | HIV | 40.99 | 0.023381 | 0.4362 | 1
ALL | HIV | 41.0103 | 0.023432 | 0.4362 | 1
ALL | HIV | 41.15 | 0.023483 | 0.4362 | 1
ALL | HIV | 41.1639 | 0.023534 | 0.4362 | 1
ALL | HIV | 41.1719 | 0.023585 | 0.43696 | 1
ALL | HIV | 41.34 | 0.023637 | 0.43697 | 1
ALL | HIV | 41.3649 | 0.023688 | 0.43697 | 1
ALL | HIV | 41.4129 | 0.02374 | 0.43709 | 1
ALL | HIV | 41.5103 | 0.023791 | 0.4371 | 1
ALL | HIV | 41.5392 | 0.023843 | 0.4371 | 1
ALL | HIV | 41.6281 | 0.023895 | 0.43711 | 1
ALL | HIV | 41.63 | 0.023947 | 0.43848 | 1
ALL | HIV | 41.68 | 0.023999 | 0.4385 | 1
ALL | HIV | 41.77 | 0.024051 | 0.4385 | 1
ALL | HIV | 41.837 | 0.024103 | 0.43851 | 1
ALL | HIV | 41.8789 | 0.024155 | 0.43851 | 1
ALL | HIV | 41.98 | 0.024207 | 0.43866 | 1
ALL | HIV | 42.0658 | 0.024259 | 0.43866 | 1
ALL | HIV | 42.1 | 0.024312 | 0.43867 | 1
ALL | HIV | 42.2368 | 0.024364 | 0.43867 | 1
ALL | HIV | 42.2996 | 0.024417 | 0.43867 | 1
ALL | HIV | 42.3001 | 0.02447 | 0.43869 | 1
ALL | HIV | 42.32 | 0.024575 | 0.43953 | 2
ALL | HIV | 42.33 | 0.024628 | 0.43956 | 1
ALL | HIV | 42.4688 | 0.02468 | 0.43956 | 1
ALL | HIV | 42.4968 | 0.024733 | 0.43956 | 1
ALL | HIV | 42.51 | 0.024786 | 0.43957 | 1
ALL | HIV | 42.5149 | 0.024839 | 0.43959 | 1
ALL | HIV | 42.5526 | 0.024892 | 0.4396 | 1
ALL | HIV | 42.63 | 0.024945 | 0.43965 | 1
ALL | HIV | 42.6763 | 0.024998 | 0.4397 | 1
ALL | HIV | 42.74 | 0.025051 | 0.43972 | 1
ALL | HIV | 42.7459 | 0.025105 | 0.43977 | 1
ALL | HIV | 42.7907 | 0.025158 | 0.43977 | 1
ALL | HIV | 42.8036 | 0.025211 | 0.43978 | 1
ALL | HIV | 42.82 | 0.025371 | 0.44018 | 3
ALL | HIV | 42.8986 | 0.025424 | 0.44018 | 1
ALL | HIV | 42.93 | 0.025478 | 0.44036 | 1
ALL | HIV | 42.98 | 0.025531 | 0.44096 | 1
ALL | HIV | 42.99 | 0.025585 | 0.44109 | 1
ALL | HIV | 43.01 | 0.025638 | 0.44112 | 1
ALL | HIV | 43.0723 | 0.025692 | 0.44112 | 1
ALL | HIV | 43.0808 | 0.025745 | 0.44113 | 1
ALL | HIV | 43.1691 | 0.025799 | 0.44113 | 1
ALL | HIV | 43.1913 | 0.025853 | 0.44114 | 1
ALL | HIV | 43.2285 | 0.025907 | 0.44114 | 1
ALL | HIV | 43.29 | 0.025961 | 0.44181 | 1
ALL | HIV | 43.2966 | 0.026014 | 0.44185 | 1
ALL | HIV | 43.3303 | 0.026068 | 0.44185 | 1
ALL | HIV | 43.3357 | 0.026122 | 0.44187 | 1
ALL | HIV | 43.38 | 0.026176 | 0.44244 | 1
ALL | HIV | 43.4224 | 0.02623 | 0.44244 | 1
ALL | HIV | 43.493 | 0.026284 | 0.44254 | 1
ALL | HIV | 43.5487 | 0.026339 | 0.44254 | 1
ALL | HIV | 43.5991 | 0.026393 | 0.44287 | 1
ALL | HIV | 43.7642 | 0.026447 | 0.44287 | 1
ALL | HIV | 43.8389 | 0.026502 | 0.44297 | 1
ALL | HIV | 43.84 | 0.026556 | 0.44298 | 1
ALL | HIV | 44 | 0.026611 | 0.44371 | 1
ALL | HIV | 44.1341 | 0.026666 | 0.44376 | 1
ALL | HIV | 44.14 | 0.026721 | 0.44396 | 1
ALL | HIV | 44.2188 | 0.026776 | 0.44396 | 1
ALL | HIV | 44.28 | 0.026831 | 0.44399 | 1
ALL | HIV | 44.29 | 0.026886 | 0.44445 | 1
ALL | HIV | 44.39 | 0.026941 | 0.44458 | 1
ALL | HIV | 44.4082 | 0.026997 | 0.44516 | 1
ALL | HIV | 44.4225 | 0.027052 | 0.44516 | 1
ALL | HIV | 44.4564 | 0.027107 | 0.44517 | 1
ALL | HIV | 44.47 | 0.027163 | 0.44587 | 1
ALL | HIV | 44.4973 | 0.027218 | 0.44587 | 1
ALL | HIV | 44.4983 | 0.027273 | 0.44588 | 1
ALL | HIV | 44.5023 | 0.027329 | 0.44603 | 1
ALL | HIV | 44.5366 | 0.027384 | 0.44604 | 1
ALL | HIV | 44.59 | 0.02744 | 0.44604 | 1
ALL | HIV | 44.6065 | 0.027495 | 0.44604 | 1
ALL | HIV | 44.6402 | 0.027551 | 0.44606 | 1
ALL | HIV | 44.67 | 0.027606 | 0.44606 | 1
ALL | HIV | 44.6965 | 0.027662 | 0.44613 | 1
ALL | HIV | 44.7107 | 0.027718 | 0.44613 | 1
ALL | HIV | 44.7132 | 0.027773 | 0.44615 | 1
ALL | HIV | 44.7771 | 0.027829 | 0.44616 | 1
ALL | HIV | 44.8544 | 0.027885 | 0.44616 | 1
ALL | HIV | 44.8731 | 0.027941 | 0.44616 | 1
ALL | HIV | 44.8867 | 0.027996 | 0.44616 | 1
ALL | HIV | 44.8901 | 0.028052 | 0.44617 | 1
ALL | HIV | 45.0004 | 0.028108 | 0.44619 | 1
ALL | HIV | 45.07 | 0.028164 | 0.44643 | 1
ALL | HIV | 45.16 | 0.028221 | 0.44712 | 1
ALL | HIV | 45.18 | 0.028277 | 0.44714 | 1
ALL | HIV | 45.2258 | 0.028333 | 0.44785 | 1
ALL | HIV | 45.3409 | 0.02839 | 0.44788 | 1
ALL | HIV | 45.3563 | 0.028446 | 0.448 | 1
ALL | HIV | 45.38 | 0.028502 | 0.44805 | 1
ALL | HIV | 45.4233 | 0.028559 | 0.44805 | 1
ALL | HIV | 45.49 | 0.028616 | 0.44811 | 1
ALL | HIV | 45.56 | 0.028672 | 0.44827 | 1
ALL | HIV | 45.573 | 0.028729 | 0.44829 | 1
ALL | HIV | 45.6139 | 0.028786 | 0.44835 | 1
ALL | HIV | 45.6534 | 0.028843 | 0.44845 | 1
ALL | HIV | 45.6704 | 0.028899 | 0.44853 | 1
ALL | HIV | 45.7347 | 0.028956 | 0.44854 | 1
ALL | HIV | 45.86 | 0.029013 | 0.4487 | 1
ALL | HIV | 45.9 | 0.02907 | 0.44878 | 1
ALL | HIV | 45.9431 | 0.029128 | 0.44878 | 1
ALL | HIV | 45.9588 | 0.029185 | 0.44881 | 1
ALL | HIV | 45.9805 | 0.029242 | 0.44881 | 1
ALL | HIV | 46.03 | 0.029299 | 0.44894 | 1
ALL | HIV | 46.0462 | 0.029357 | 0.44894 | 1
ALL | HIV | 46.0582 | 0.029414 | 0.44896 | 1
ALL | HIV | 46.0931 | 0.029471 | 0.44898 | 1
ALL | HIV | 46.1151 | 0.029529 | 0.44898 | 1
ALL | HIV | 46.32 | 0.029586 | 0.44933 | 1
ALL | HIV | 46.4 | 0.029644 | 0.44946 | 1
ALL | HIV | 46.41 | 0.029702 | 0.44973 | 1
ALL | HIV | 46.6 | 0.02976 | 0.4498 | 1
ALL | HIV | 46.6423 | 0.029818 | 0.44993 | 1
ALL | HIV | 46.7819 | 0.029876 | 0.44993 | 1
ALL | HIV | 46.86 | 0.029934 | 0.44994 | 1
ALL | HIV | 46.88 | 0.029993 | 0.45037 | 1
ALL | HIV | 46.93 | 0.030051 | 0.4506 | 1
ALL | HIV | 46.9526 | 0.03011 | 0.4506 | 1
ALL | HIV | 47.04 | 0.030168 | 0.4506 | 1
ALL | HIV | 47.1542 | 0.030227 | 0.4506 | 1
ALL | HIV | 47.1607 | 0.030285 | 0.4506 | 1
ALL | HIV | 47.21 | 0.030344 | 0.4511 | 1
ALL | HIV | 47.22 | 0.030403 | 0.45121 | 1
ALL | HIV | 47.3127 | 0.030462 | 0.45123 | 1
ALL | HIV | 47.3236 | 0.030521 | 0.45128 | 1
ALL | HIV | 47.5085 | 0.03058 | 0.45128 | 1
ALL | HIV | 47.533 | 0.030639 | 0.45128 | 1
ALL | HIV | 47.648 | 0.030698 | 0.45128 | 1
ALL | HIV | 47.6536 | 0.030758 | 0.45128 | 1
ALL | HIV | 47.8056 | 0.030817 | 0.45129 | 1
ALL | HIV | 47.8768 | 0.030877 | 0.45129 | 1
ALL | HIV | 47.9605 | 0.030936 | 0.45129 | 1
ALL | HIV | 48.0171 | 0.030996 | 0.4513 | 1
ALL | HIV | 48.05 | 0.031056 | 0.45137 | 1
ALL | HIV | 48.0728 | 0.031116 | 0.45141 | 1
ALL | HIV | 48.16 | 0.031176 | 0.45167 | 1
ALL | HIV | 48.21 | 0.031236 | 0.4517 | 1
ALL | HIV | 48.2116 | 0.031296 | 0.45176 | 1
ALL | HIV | 48.33 | 0.031356 | 0.45193 | 1
ALL | HIV | 48.38 | 0.031416 | 0.45193 | 1
ALL | HIV | 48.398 | 0.031476 | 0.45194 | 1
ALL | HIV | 48.4486 | 0.031536 | 0.45194 | 1
ALL | HIV | 48.494 | 0.031597 | 0.45215 | 1
ALL | HIV | 48.5 | 0.031657 | 0.45215 | 1
ALL | HIV | 48.7 | 0.031718 | 0.45243 | 1
ALL | HIV | 48.9 | 0.031779 | 0.45249 | 1
ALL | HIV | 48.91 | 0.031839 | 0.453 | 1
ALL | HIV | 48.9368 | 0.0319 | 0.45313 | 1
ALL | HIV | 48.96 | 0.031961 | 0.45314 | 1
ALL | HIV | 48.97 | 0.032022 | 0.45317 | 1
ALL | HIV | 48.99 | 0.032083 | 0.45337 | 1
ALL | HIV | 49.0281 | 0.032144 | 0.45337 | 1
ALL | HIV | 49.0539 | 0.032205 | 0.45347 | 1
ALL | HIV | 49.0632 | 0.032266 | 0.45348 | 1
ALL | HIV | 49.0983 | 0.032327 | 0.45348 | 1
ALL | HIV | 49.1 | 0.032388 | 0.45349 | 1
ALL | HIV | 49.13 | 0.032511 | 0.4547 | 2
ALL | HIV | 49.18 | 0.032572 | 0.4547 | 1
ALL | HIV | 49.2342 | 0.032633 | 0.45471 | 1
ALL | HIV | 49.4547 | 0.032695 | 0.45472 | 1
ALL | HIV | 49.4598 | 0.032756 | 0.45474 | 1
ALL | HIV | 49.5078 | 0.032818 | 0.45474 | 1
ALL | HIV | 49.6055 | 0.03288 | 0.45477 | 1
ALL | HIV | 49.6298 | 0.032941 | 0.45479 | 1
ALL | HIV | 49.6522 | 0.033003 | 0.45479 | 1
ALL | HIV | 49.7588 | 0.033065 | 0.45504 | 1
ALL | HIV | 49.7593 | 0.033127 | 0.45511 | 1
ALL | HIV | 49.7768 | 0.033189 | 0.45511 | 1
ALL | HIV | 49.7954 | 0.033251 | 0.45512 | 1
ALL | HIV | 49.802 | 0.033313 | 0.45512 | 1
ALL | HIV | 49.84 | 0.033375 | 0.45723 | 1
ALL | HIV | 49.8452 | 0.033437 | 0.45728 | 1
ALL | HIV | 49.87 | 0.033499 | 0.46116 | 1
ALL | HIV | 49.8756 | 0.033561 | 0.46116 | 1
ALL | HIV | 49.9433 | 0.033623 | 0.46158 | 1
ALL | HIV | 49.95 | 0.033685 | 0.4619 | 1
ALL | HIV | 49.9555 | 0.033748 | 0.46191 | 1
ALL | HIV | 50.0453 | 0.03381 | 0.46193 | 1
ALL | HIV | 50.2191 | 0.033872 | 0.46194 | 1
ALL | HIV | 50.28 | 0.033935 | 0.4622 | 1
ALL | HIV | 50.3322 | 0.033997 | 0.4622 | 1
ALL | HIV | 50.3645 | 0.03406 | 0.4622 | 1
ALL | HIV | 50.3666 | 0.034123 | 0.46221 | 1
ALL | HIV | 50.57 | 0.034186 | 0.46221 | 1
ALL | HIV | 50.6156 | 0.034249 | 0.46225 | 1
ALL | HIV | 50.6499 | 0.034312 | 0.46228 | 1
ALL | HIV | 50.65 | 0.034375 | 0.46246 | 1
ALL | HIV | 50.78 | 0.034438 | 0.46246 | 1
ALL | HIV | 51.1 | 0.034502 | 0.46248 | 1
ALL | HIV | 51.13 | 0.034565 | 0.46248 | 1
ALL | HIV | 51.1611 | 0.034629 | 0.4625 | 1
ALL | HIV | 51.1651 | 0.034693 | 0.46281 | 1
ALL | HIV | 51.2235 | 0.034756 | 0.46281 | 1
ALL | HIV | 51.2656 | 0.03482 | 0.4629 | 1
ALL | HIV | 51.3086 | 0.034884 | 0.46291 | 1
ALL | HIV | 51.3449 | 0.034948 | 0.46291 | 1
ALL | HIV | 51.3711 | 0.035012 | 0.46298 | 1
ALL | HIV | 51.4955 | 0.035076 | 0.46307 | 1
ALL | HIV | 51.51 | 0.03514 | 0.46307 | 1
ALL | HIV | 51.522 | 0.035204 | 0.46308 | 1
ALL | HIV | 51.55 | 0.035268 | 0.4637 | 1
ALL | HIV | 51.6763 | 0.035332 | 0.4637 | 1
ALL | HIV | 51.6867 | 0.035397 | 0.46371 | 1
ALL | HIV | 51.6887 | 0.035461 | 0.46371 | 1
ALL | HIV | 51.7907 | 0.035526 | 0.46372 | 1
ALL | HIV | 51.9419 | 0.03559 | 0.46373 | 1
ALL | HIV | 52.02 | 0.035655 | 0.46379 | 1
ALL | HIV | 52.0237 | 0.03572 | 0.46379 | 1
ALL | HIV | 52.0248 | 0.035784 | 0.46381 | 1
ALL | HIV | 52.0801 | 0.035849 | 0.46382 | 1
ALL | HIV | 52.09 | 0.035914 | 0.46389 | 1
ALL | HIV | 52.21 | 0.035979 | 0.46433 | 1
ALL | HIV | 52.3226 | 0.036044 | 0.46438 | 1
ALL | HIV | 52.34 | 0.036109 | 0.46438 | 1
ALL | HIV | 52.3528 | 0.036174 | 0.46439 | 1
ALL | HIV | 52.38 | 0.03624 | 0.46445 | 1
ALL | HIV | 52.4517 | 0.036305 | 0.46445 | 1
ALL | HIV | 52.7458 | 0.03637 | 0.46447 | 1
ALL | HIV | 52.84 | 0.036436 | 0.46565 | 1
ALL | HIV | 52.96 | 0.036502 | 0.46595 | 1
ALL | HIV | 52.98 | 0.036568 | 0.46595 | 1
ALL | HIV | 52.9902 | 0.036634 | 0.46612 | 1
ALL | HIV | 53.0157 | 0.0367 | 0.46612 | 1
ALL | HIV | 53.06 | 0.036766 | 0.46619 | 1
ALL | HIV | 53.07 | 0.036832 | 0.46665 | 1
ALL | HIV | 53.1 | 0.036898 | 0.46973 | 1
ALL | HIV | 53.1485 | 0.036964 | 0.46974 | 1
ALL | HIV | 53.1564 | 0.03703 | 0.46974 | 1
ALL | HIV | 53.2379 | 0.037097 | 0.46974 | 1
ALL | HIV | 53.28 | 0.037163 | 0.46989 | 1
ALL | HIV | 53.3435 | 0.037229 | 0.46989 | 1
ALL | HIV | 53.39 | 0.037296 | 0.46991 | 1
ALL | HIV | 53.4 | 0.037429 | 0.47 | 2
ALL | HIV | 53.44 | 0.037495 | 0.47003 | 1
ALL | HIV | 53.4733 | 0.037562 | 0.47004 | 1
ALL | HIV | 53.48 | 0.037628 | 0.47005 | 1
ALL | HIV | 53.5387 | 0.037695 | 0.47009 | 1
ALL | HIV | 53.5552 | 0.037762 | 0.47009 | 1
ALL | HIV | 53.6433 | 0.037828 | 0.47056 | 1
ALL | HIV | 53.6721 | 0.037895 | 0.47057 | 1
ALL | HIV | 53.7412 | 0.037962 | 0.47057 | 1
ALL | HIV | 53.768 | 0.038029 | 0.47058 | 1
ALL | HIV | 53.7992 | 0.038096 | 0.47059 | 1
ALL | HIV | 53.8325 | 0.038163 | 0.4706 | 1
ALL | HIV | 53.9098 | 0.03823 | 0.4706 | 1
ALL | HIV | 53.932 | 0.038297 | 0.47094 | 1
ALL | HIV | 53.9378 | 0.038364 | 0.47096 | 1
ALL | HIV | 53.9525 | 0.038431 | 0.47096 | 1
ALL | HIV | 54.0358 | 0.038498 | 0.47097 | 1
ALL | HIV | 54.11 | 0.038566 | 0.47101 | 1
ALL | HIV | 54.2671 | 0.038633 | 0.47101 | 1
ALL | HIV | 54.3074 | 0.038701 | 0.47102 | 1
ALL | HIV | 54.3451 | 0.038769 | 0.47103 | 1
ALL | HIV | 54.3704 | 0.038836 | 0.47105 | 1
ALL | HIV | 54.3972 | 0.038904 | 0.47105 | 1
ALL | HIV | 54.4832 | 0.038972 | 0.47118 | 1
ALL | HIV | 54.611 | 0.03904 | 0.47181 | 1
ALL | HIV | 54.66 | 0.039108 | 0.47502 | 1
ALL | HIV | 54.7771 | 0.039176 | 0.47506 | 1
ALL | HIV | 54.8085 | 0.039244 | 0.47506 | 1
ALL | HIV | 54.8324 | 0.039312 | 0.47507 | 1
ALL | HIV | 54.8838 | 0.039381 | 0.47508 | 1
ALL | HIV | 54.9992 | 0.039449 | 0.47509 | 1
ALL | HIV | 55.0008 | 0.039517 | 0.47509 | 1
ALL | HIV | 55.0019 | 0.039586 | 0.4752 | 1
ALL | HIV | 55.0392 | 0.039654 | 0.4752 | 1
ALL | HIV | 55.0939 | 0.039723 | 0.47521 | 1
ALL | HIV | 55.1856 | 0.039792 | 0.47522 | 1
ALL | HIV | 55.24 | 0.03986 | 0.47539 | 1
ALL | HIV | 55.41 | 0.039929 | 0.47544 | 1
ALL | HIV | 55.4594 | 0.039998 | 0.47544 | 1
ALL | HIV | 55.57 | 0.040067 | 0.47553 | 1
ALL | HIV | 55.6114 | 0.040137 | 0.47553 | 1
ALL | HIV | 55.6272 | 0.040206 | 0.47556 | 1
ALL | HIV | 55.702 | 0.040275 | 0.47556 | 1
ALL | HIV | 55.88 | 0.040345 | 0.47556 | 1
ALL | HIV | 56.0187 | 0.040414 | 0.47557 | 1
ALL | HIV | 56.09 | 0.040484 | 0.47585 | 1
ALL | HIV | 56.0933 | 0.040554 | 0.47598 | 1
ALL | HIV | 56.1 | 0.040624 | 0.47837 | 1
ALL | HIV | 56.1683 | 0.040694 | 0.47837 | 1
ALL | HIV | 56.2241 | 0.040764 | 0.47842 | 1
ALL | HIV | 56.23 | 0.040834 | 0.47866 | 1
ALL | HIV | 56.35 | 0.040974 | 0.47912 | 2
ALL | HIV | 56.36 | 0.041044 | 0.47949 | 1
ALL | HIV | 56.41 | 0.041114 | 0.48394 | 1
ALL | HIV | 56.734 | 0.041185 | 0.48397 | 1
ALL | HIV | 56.75 | 0.041255 | 0.48402 | 1
ALL | HIV | 56.81 | 0.041326 | 0.48406 | 1
ALL | HIV | 56.83 | 0.041397 | 0.48406 | 1
ALL | HIV | 56.8985 | 0.041468 | 0.48406 | 1
ALL | HIV | 56.94 | 0.041539 | 0.48406 | 1
ALL | HIV | 56.9584 | 0.041609 | 0.48407 | 1
ALL | HIV | 57.02 | 0.04168 | 0.48412 | 1
ALL | HIV | 57.04 | 0.041751 | 0.48415 | 1
ALL | HIV | 57.1064 | 0.041822 | 0.48415 | 1
ALL | HIV | 57.2539 | 0.041894 | 0.48416 | 1
ALL | HIV | 57.26 | 0.041965 | 0.48432 | 1
ALL | HIV | 57.3098 | 0.042036 | 0.48433 | 1
ALL | HIV | 57.3155 | 0.042108 | 0.48434 | 1
ALL | HIV | 57.33 | 0.042179 | 0.48438 | 1
ALL | HIV | 57.4139 | 0.04225 | 0.48438 | 1
ALL | HIV | 57.4446 | 0.042322 | 0.48438 | 1
ALL | HIV | 57.4565 | 0.042393 | 0.4846 | 1
ALL | HIV | 57.54 | 0.042465 | 0.48464 | 1
ALL | HIV | 57.56 | 0.042537 | 0.48464 | 1
ALL | HIV | 57.5905 | 0.042608 | 0.48465 | 1
ALL | HIV | 57.6168 | 0.04268 | 0.48466 | 1
ALL | HIV | 57.6382 | 0.042752 | 0.48489 | 1
ALL | HIV | 57.8642 | 0.042824 | 0.48492 | 1
ALL | HIV | 57.91 | 0.042896 | 0.48493 | 1
ALL | HIV | 57.92 | 0.042968 | 0.48501 | 1
ALL | HIV | 58.14 | 0.04304 | 0.48927 | 1
ALL | HIV | 58.1822 | 0.043113 | 0.48929 | 1
ALL | HIV | 58.2173 | 0.043185 | 0.48929 | 1
ALL | HIV | 58.26 | 0.043257 | 0.48954 | 1
ALL | HIV | 58.3831 | 0.04333 | 0.48954 | 1
ALL | HIV | 58.4458 | 0.043403 | 0.48975 | 1
ALL | HIV | 58.4843 | 0.043476 | 0.48976 | 1
ALL | HIV | 58.53 | 0.043548 | 0.48978 | 1
ALL | HIV | 58.56 | 0.043621 | 0.48987 | 1
ALL | HIV | 58.6 | 0.043694 | 0.48994 | 1
ALL | HIV | 58.66 | 0.043767 | 0.49005 | 1
ALL | HIV | 58.77 | 0.04384 | 0.49145 | 1
ALL | HIV | 58.8156 | 0.043914 | 0.49146 | 1
ALL | HIV | 58.82 | 0.043987 | 0.49146 | 1
ALL | HIV | 59.0518 | 0.04406 | 0.49149 | 1
ALL | HIV | 59.12 | 0.044134 | 0.49195 | 1
ALL | HIV | 59.1925 | 0.044207 | 0.49196 | 1
ALL | HIV | 59.288 | 0.044281 | 0.49196 | 1
ALL | HIV | 59.3124 | 0.044355 | 0.49199 | 1
ALL | HIV | 59.3823 | 0.044429 | 0.49214 | 1
ALL | HIV | 59.43 | 0.044503 | 0.49227 | 1
ALL | HIV | 59.4482 | 0.044577 | 0.49227 | 1
ALL | HIV | 59.4747 | 0.044651 | 0.49228 | 1
ALL | HIV | 59.4921 | 0.044725 | 0.49228 | 1
ALL | HIV | 59.52 | 0.044799 | 0.4923 | 1
ALL | HIV | 59.54 | 0.044873 | 0.49246 | 1
ALL | HIV | 59.61 | 0.044947 | 0.49375 | 1
ALL | HIV | 59.7571 | 0.045022 | 0.49376 | 1
ALL | HIV | 59.77 | 0.045096 | 0.49381 | 1
ALL | HIV | 59.7933 | 0.04517 | 0.49382 | 1
ALL | HIV | 59.8291 | 0.045245 | 0.49402 | 1
ALL | HIV | 59.8538 | 0.045319 | 0.49402 | 1
ALL | HIV | 59.86 | 0.045394 | 0.49434 | 1
ALL | HIV | 59.9262 | 0.045468 | 0.49434 | 1
ALL | HIV | 59.97 | 0.045543 | 0.49502 | 1
ALL | HIV | 59.9747 | 0.045618 | 0.49503 | 1
ALL | HIV | 60.1 | 0.045692 | 0.49506 | 1
ALL | HIV | 60.1408 | 0.045767 | 0.49506 | 1
ALL | HIV | 60.2305 | 0.045842 | 0.49507 | 1
ALL | HIV | 60.27 | 0.045917 | 0.49512 | 1
ALL | HIV | 60.2781 | 0.045992 | 0.49512 | 1
ALL | HIV | 60.29 | 0.046067 | 0.49574 | 1
ALL | HIV | 60.3 | 0.046142 | 0.49575 | 1
ALL | HIV | 60.3084 | 0.046217 | 0.49575 | 1
ALL | HIV | 60.3258 | 0.046292 | 0.49585 | 1
ALL | HIV | 60.3563 | 0.046367 | 0.49585 | 1
ALL | HIV | 60.4 | 0.046443 | 0.4959 | 1
ALL | HIV | 60.46 | 0.046518 | 0.49605 | 1
ALL | HIV | 60.4805 | 0.046593 | 0.49606 | 1
ALL | HIV | 60.7026 | 0.046669 | 0.49607 | 1
ALL | HIV | 60.7868 | 0.046744 | 0.49607 | 1
ALL | HIV | 60.87 | 0.04682 | 0.4964 | 1
ALL | HIV | 60.93 | 0.046896 | 0.49641 | 1
ALL | HIV | 60.9724 | 0.046972 | 0.49642 | 1
ALL | HIV | 60.9756 | 0.047048 | 0.49642 | 1
ALL | HIV | 60.98 | 0.047124 | 0.49653 | 1
ALL | HIV | 61.0098 | 0.047199 | 0.49655 | 1
ALL | HIV | 61.07 | 0.047275 | 0.49657 | 1
ALL | HIV | 61.192 | 0.047352 | 0.49658 | 1
ALL | HIV | 61.2164 | 0.047428 | 0.49658 | 1
ALL | HIV | 61.2916 | 0.047504 | 0.49663 | 1
ALL | HIV | 61.3 | 0.04758 | 0.49693 | 1
ALL | HIV | 61.39 | 0.047657 | 0.49733 | 1
ALL | HIV | 61.42 | 0.047733 | 0.49763 | 1
ALL | HIV | 61.44 | 0.04781 | 0.49784 | 1
ALL | HIV | 61.449 | 0.047886 | 0.49784 | 1
ALL | HIV | 61.4871 | 0.047963 | 0.49787 | 1
ALL | HIV | 61.55 | 0.048116 | 0.49799 | 2
ALL | HIV | 61.56 | 0.048192 | 0.49824 | 1
ALL | HIV | 61.6345 | 0.048269 | 0.49825 | 1
ALL | HIV | 61.73 | 0.048346 | 0.49825 | 1
ALL | HIV | 61.8682 | 0.048423 | 0.49827 | 1
ALL | HIV | 62.0646 | 0.0485 | 0.49827 | 1
ALL | HIV | 62.0865 | 0.048577 | 0.49833 | 1
ALL | HIV | 62.1691 | 0.048655 | 0.49834 | 1
ALL | HIV | 62.23 | 0.048732 | 0.49836 | 1
ALL | HIV | 62.37 | 0.04881 | 0.49836 | 1
ALL | HIV | 62.41 | 0.048887 | 0.49837 | 1
ALL | HIV | 62.4115 | 0.048965 | 0.49837 | 1
ALL | HIV | 62.433 | 0.049043 | 0.49838 | 1
ALL | HIV | 62.6453 | 0.049121 | 0.49839 | 1
ALL | HIV | 62.7482 | 0.049199 | 0.49839 | 1
ALL | HIV | 62.7867 | 0.049277 | 0.4984 | 1
ALL | HIV | 62.79 | 0.049355 | 0.49878 | 1
ALL | HIV | 62.8 | 0.049433 | 0.49899 | 1
ALL | HIV | 62.8675 | 0.049511 | 0.49912 | 1
ALL | HIV | 62.87 | 0.04959 | 0.49919 | 1
ALL | HIV | 62.9082 | 0.049668 | 0.49921 | 1
ALL | HIV | 62.93 | 0.049746 | 0.49954 | 1
ALL | HIV | 62.9377 | 0.049825 | 0.49954 | 1
ALL | HIV | 62.9517 | 0.049903 | 0.49954 | 1
ALL | HIV | 62.9846 | 0.049981 | 0.49954 | 1
ALL | HIV | 62.99 | 0.05006 | 0.49979 | 1
ALL | HIV | 63.1576 | 0.050138 | 0.4998 | 1
ALL | HIV | 63.19 | 0.050217 | 0.49986 | 1
ALL | HIV | 63.1972 | 0.050296 | 0.49997 | 1
ALL | HIV | 63.2854 | 0.050374 | 0.50005 | 1
ALL | HIV | 63.5293 | 0.050453 | 0.50013 | 1
ALL | HIV | 63.5624 | 0.050532 | 0.50014 | 1
ALL | HIV | 63.5756 | 0.050612 | 0.50014 | 1
ALL | HIV | 63.7536 | 0.050691 | 0.50018 | 1
ALL | HIV | 63.7607 | 0.05077 | 0.50018 | 1
ALL | HIV | 63.792 | 0.05085 | 0.50019 | 1
ALL | HIV | 63.7938 | 0.050929 | 0.50021 | 1
ALL | HIV | 63.8512 | 0.051008 | 0.50021 | 1
ALL | HIV | 63.86 | 0.051088 | 0.50034 | 1
ALL | HIV | 63.8644 | 0.051167 | 0.50044 | 1
ALL | HIV | 63.8822 | 0.051247 | 0.50045 | 1
ALL | HIV | 63.95 | 0.051326 | 0.50051 | 1
ALL | HIV | 64.0991 | 0.051406 | 0.50053 | 1
ALL | HIV | 64.15 | 0.051486 | 0.50061 | 1
ALL | HIV | 64.43 | 0.051566 | 0.50063 | 1
ALL | HIV | 64.44 | 0.051646 | 0.50077 | 1
ALL | HIV | 64.57 | 0.051727 | 0.50088 | 1
ALL | HIV | 64.66 | 0.051807 | 0.50088 | 1
ALL | HIV | 64.68 | 0.051888 | 0.5012 | 1
ALL | HIV | 64.7 | 0.051968 | 0.50121 | 1
ALL | HIV | 64.73 | 0.052049 | 0.50123 | 1
ALL | HIV | 64.7915 | 0.052129 | 0.5014 | 1
ALL | HIV | 64.9 | 0.05221 | 0.50147 | 1
ALL | HIV | 64.9583 | 0.052291 | 0.50147 | 1
ALL | HIV | 65.09 | 0.052372 | 0.50187 | 1
ALL | HIV | 65.1324 | 0.052453 | 0.50187 | 1
ALL | HIV | 65.1529 | 0.052534 | 0.50188 | 1
ALL | HIV | 65.246 | 0.052615 | 0.50188 | 1
ALL | HIV | 65.2765 | 0.052697 | 0.50188 | 1
ALL | HIV | 65.3003 | 0.052778 | 0.50188 | 1
ALL | HIV | 65.39 | 0.052859 | 0.50191 | 1
ALL | HIV | 65.46 | 0.052941 | 0.50199 | 1
ALL | HIV | 65.5926 | 0.053022 | 0.50206 | 1
ALL | HIV | 65.61 | 0.053104 | 0.50211 | 1
ALL | HIV | 65.6217 | 0.053186 | 0.50211 | 1
ALL | HIV | 65.64 | 0.053267 | 0.50222 | 1
ALL | HIV | 65.7659 | 0.053349 | 0.50222 | 1
ALL | HIV | 65.8194 | 0.053431 | 0.50222 | 1
ALL | HIV | 65.92 | 0.053513 | 0.50232 | 1
ALL | HIV | 66.02 | 0.053595 | 0.5025 | 1
ALL | HIV | 66.03 | 0.053677 | 0.50251 | 1
ALL | HIV | 66.0856 | 0.05376 | 0.50252 | 1
ALL | HIV | 66.14 | 0.053842 | 0.50258 | 1
ALL | HIV | 66.1619 | 0.053924 | 0.50262 | 1
ALL | HIV | 66.2 | 0.054007 | 0.50264 | 1
ALL | HIV | 66.27 | 0.054089 | 0.50275 | 1
ALL | HIV | 66.3 | 0.054172 | 0.50319 | 1
ALL | HIV | 66.32 | 0.054254 | 0.50322 | 1
ALL | HIV | 66.3704 | 0.054337 | 0.50369 | 1
ALL | HIV | 66.429 | 0.054419 | 0.50369 | 1
ALL | HIV | 66.4973 | 0.054502 | 0.5037 | 1
ALL | HIV | 66.52 | 0.054668 | 0.50496 | 2
ALL | HIV | 66.54 | 0.05475 | 0.50497 | 1
ALL | HIV | 66.61 | 0.054833 | 0.50509 | 1
ALL | HIV | 66.85 | 0.055 | 0.5056 | 2
ALL | HIV | 66.8525 | 0.055083 | 0.50561 | 1
ALL | HIV | 67.0956 | 0.055166 | 0.50563 | 1
ALL | HIV | 67.1043 | 0.05525 | 0.50564 | 1
ALL | HIV | 67.3105 | 0.055334 | 0.50564 | 1
ALL | HIV | 67.33 | 0.055417 | 0.50586 | 1
ALL | HIV | 67.4258 | 0.055501 | 0.50587 | 1
ALL | HIV | 67.48 | 0.055585 | 0.50601 | 1
ALL | HIV | 67.71 | 0.05567 | 0.50629 | 1
ALL | HIV | 67.73 | 0.055754 | 0.50655 | 1
ALL | HIV | 67.7369 | 0.055838 | 0.50657 | 1
ALL | HIV | 67.79 | 0.055922 | 0.50661 | 1
ALL | HIV | 67.8661 | 0.056007 | 0.50661 | 1
ALL | HIV | 67.8995 | 0.056091 | 0.50664 | 1
ALL | HIV | 67.91 | 0.056176 | 0.50665 | 1
ALL | HIV | 67.9377 | 0.05626 | 0.50668 | 1
ALL | HIV | 67.95 | 0.056345 | 0.50676 | 1
ALL | HIV | 67.97 | 0.05643 | 0.50698 | 1
ALL | HIV | 67.9879 | 0.056514 | 0.50699 | 1
ALL | HIV | 67.99 | 0.056599 | 0.50699 | 1
ALL | HIV | 68.17 | 0.056684 | 0.50724 | 1
ALL | HIV | 68.18 | 0.056768 | 0.50741 | 1
ALL | HIV | 68.2 | 0.056938 | 0.50777 | 2
ALL | HIV | 68.3282 | 0.057023 | 0.50777 | 1
ALL | HIV | 68.43 | 0.057108 | 0.50786 | 1
ALL | HIV | 68.49 | 0.057194 | 0.50787 | 1
ALL | HIV | 68.586 | 0.057279 | 0.50787 | 1
ALL | HIV | 68.74 | 0.057364 | 0.50791 | 1
ALL | HIV | 68.75 | 0.057536 | 0.50796 | 2
ALL | HIV | 68.808 | 0.057621 | 0.50804 | 1
ALL | HIV | 68.92 | 0.057707 | 0.50817 | 1
ALL | HIV | 68.95 | 0.057793 | 0.50828 | 1
ALL | HIV | 68.97 | 0.057879 | 0.50851 | 1
ALL | HIV | 69 | 0.057964 | 0.50853 | 1
ALL | HIV | 69.2015 | 0.058051 | 0.50855 | 1
ALL | HIV | 69.22 | 0.058137 | 0.50874 | 1
ALL | HIV | 69.3378 | 0.058223 | 0.50875 | 1
ALL | HIV | 69.41 | 0.058309 | 0.50876 | 1
ALL | HIV | 69.4701 | 0.058396 | 0.50877 | 1
ALL | HIV | 69.5709 | 0.058482 | 0.50877 | 1
ALL | HIV | 69.595 | 0.058569 | 0.50881 | 1
ALL | HIV | 69.66 | 0.058656 | 0.50894 | 1
ALL | HIV | 69.8051 | 0.058743 | 0.50894 | 1
ALL | HIV | 69.965 | 0.05883 | 0.50895 | 1
ALL | HIV | 69.99 | 0.058917 | 0.50932 | 1
ALL | HIV | 70 | 0.059004 | 0.5108 | 1
ALL | HIV | 70.01 | 0.059091 | 0.51081 | 1
ALL | HIV | 70.05 | 0.059178 | 0.51082 | 1
ALL | HIV | 70.1487 | 0.059265 | 0.51082 | 1
ALL | HIV | 70.2867 | 0.059353 | 0.51083 | 1
ALL | HIV | 70.3067 | 0.05944 | 0.51086 | 1
ALL | HIV | 70.3367 | 0.059528 | 0.51086 | 1
ALL | HIV | 70.39 | 0.059615 | 0.51116 | 1
ALL | HIV | 70.41 | 0.059703 | 0.51292 | 1
ALL | HIV | 70.4477 | 0.059791 | 0.51292 | 1
ALL | HIV | 70.4505 | 0.059878 | 0.51293 | 1
ALL | HIV | 70.48 | 0.059966 | 0.513 | 1
ALL | HIV | 70.49 | 0.060054 | 0.51393 | 1
ALL | HIV | 70.5 | 0.060142 | 0.51406 | 1
ALL | HIV | 70.57 | 0.060229 | 0.51423 | 1
ALL | HIV | 70.5875 | 0.060317 | 0.51423 | 1
ALL | HIV | 70.6566 | 0.060405 | 0.51425 | 1
ALL | HIV | 70.85 | 0.060493 | 0.51429 | 1
ALL | HIV | 70.92 | 0.060582 | 0.51445 | 1
ALL | HIV | 70.9678 | 0.06067 | 0.51446 | 1
ALL | HIV | 70.9915 | 0.060758 | 0.51447 | 1
ALL | HIV | 71.02 | 0.060847 | 0.52012 | 1
ALL | HIV | 71.14 | 0.060935 | 0.52018 | 1
ALL | HIV | 71.18 | 0.061024 | 0.5203 | 1
ALL | HIV | 71.1823 | 0.061112 | 0.5203 | 1
ALL | HIV | 71.27 | 0.061201 | 0.5208 | 1
ALL | HIV | 71.4475 | 0.06129 | 0.52082 | 1
ALL | HIV | 71.45 | 0.061379 | 0.52083 | 1
ALL | HIV | 71.6739 | 0.061468 | 0.52085 | 1
ALL | HIV | 71.7249 | 0.061557 | 0.52085 | 1
ALL | HIV | 71.7633 | 0.061647 | 0.52236 | 1
ALL | HIV | 71.7933 | 0.061736 | 0.5224 | 1
ALL | HIV | 71.84 | 0.061825 | 0.52241 | 1
ALL | HIV | 71.86 | 0.061915 | 0.52247 | 1
ALL | HIV | 71.88 | 0.062004 | 0.52257 | 1
ALL | HIV | 71.9 | 0.062094 | 0.52269 | 1
ALL | HIV | 71.9043 | 0.062183 | 0.5227 | 1
ALL | HIV | 72.0079 | 0.062273 | 0.52276 | 1
ALL | HIV | 72.0195 | 0.062362 | 0.52276 | 1
ALL | HIV | 72.09 | 0.062452 | 0.52299 | 1
ALL | HIV | 72.16 | 0.062632 | 0.52313 | 2
ALL | HIV | 72.1649 | 0.062721 | 0.52316 | 1
ALL | HIV | 72.19 | 0.062811 | 0.52317 | 1
ALL | HIV | 72.2953 | 0.062901 | 0.52317 | 1
ALL | HIV | 72.36 | 0.062991 | 0.52323 | 1
ALL | HIV | 72.5172 | 0.063081 | 0.52323 | 1
ALL | HIV | 72.5556 | 0.063172 | 0.52329 | 1
ALL | HIV | 72.6251 | 0.063262 | 0.52332 | 1
ALL | HIV | 72.6389 | 0.063352 | 0.52333 | 1
ALL | HIV | 72.7591 | 0.063443 | 0.52352 | 1
ALL | HIV | 72.76 | 0.063534 | 0.52414 | 1
ALL | HIV | 72.83 | 0.063624 | 0.52414 | 1
ALL | HIV | 72.8812 | 0.063715 | 0.52415 | 1
ALL | HIV | 72.8943 | 0.063806 | 0.52415 | 1
ALL | HIV | 72.9691 | 0.063896 | 0.52415 | 1
ALL | HIV | 72.9807 | 0.063987 | 0.52416 | 1
ALL | HIV | 72.99 | 0.064078 | 0.52482 | 1
ALL | HIV | 73 | 0.064169 | 0.52487 | 1
ALL | HIV | 73.0631 | 0.06426 | 0.52487 | 1
ALL | HIV | 73.0825 | 0.064351 | 0.52491 | 1
ALL | HIV | 73.14 | 0.064442 | 0.52496 | 1
ALL | HIV | 73.17 | 0.064533 | 0.52545 | 1
ALL | HIV | 73.2358 | 0.064624 | 0.52545 | 1
ALL | HIV | 73.24 | 0.064715 | 0.52556 | 1
ALL | HIV | 73.26 | 0.064806 | 0.52557 | 1
ALL | HIV | 73.31 | 0.064897 | 0.52558 | 1
ALL | HIV | 73.4487 | 0.064989 | 0.52562 | 1
ALL | HIV | 73.51 | 0.06508 | 0.5257 | 1
ALL | HIV | 73.62 | 0.065172 | 0.52579 | 1
ALL | HIV | 73.68 | 0.065264 | 0.52584 | 1
ALL | HIV | 73.7054 | 0.065355 | 0.52585 | 1
ALL | HIV | 73.83 | 0.065447 | 0.52743 | 1
ALL | HIV | 73.85 | 0.065539 | 0.52744 | 1
ALL | HIV | 73.9759 | 0.065631 | 0.52745 | 1
ALL | HIV | 74 | 0.065907 | 0.52778 | 3
ALL | HIV | 74.01 | 0.066 | 0.52781 | 1
ALL | HIV | 74.08 | 0.066829 | 0.52855 | 9
ALL | HIV | 74.095 | 0.066921 | 0.52855 | 1
ALL | HIV | 74.2633 | 0.067014 | 0.52857 | 1
ALL | HIV | 74.38 | 0.067106 | 0.52905 | 1
ALL | HIV | 74.4049 | 0.067199 | 0.52905 | 1
ALL | HIV | 74.4373 | 0.067292 | 0.52932 | 1
ALL | HIV | 74.4849 | 0.067384 | 0.52933 | 1
ALL | HIV | 74.53 | 0.067477 | 0.52951 | 1
ALL | HIV | 74.58 | 0.06757 | 0.5296 | 1
ALL | HIV | 74.5993 | 0.067663 | 0.52961 | 1
ALL | HIV | 74.73 | 0.067756 | 0.53012 | 1
ALL | HIV | 74.77 | 0.067849 | 0.53012 | 1
ALL | HIV | 74.8 | 0.067942 | 0.53012 | 1
ALL | HIV | 74.82 | 0.068035 | 0.53087 | 1
ALL | HIV | 74.8294 | 0.068128 | 0.53087 | 1
ALL | HIV | 74.8346 | 0.068221 | 0.53088 | 1
ALL | HIV | 74.8358 | 0.068314 | 0.53088 | 1
ALL | HIV | 74.84 | 0.068407 | 0.53093 | 1
ALL | HIV | 74.855 | 0.068501 | 0.53093 | 1
ALL | HIV | 74.9119 | 0.068594 | 0.53094 | 1
ALL | HIV | 74.92 | 0.068687 | 0.53116 | 1
ALL | HIV | 75.0369 | 0.06878 | 0.53117 | 1
ALL | HIV | 75.14 | 0.068874 | 0.53117 | 1
ALL | HIV | 75.2074 | 0.068967 | 0.53121 | 1
ALL | HIV | 75.2188 | 0.069061 | 0.53121 | 1
ALL | HIV | 75.27 | 0.069155 | 0.5313 | 1
ALL | HIV | 75.308 | 0.069248 | 0.5313 | 1
ALL | HIV | 75.3368 | 0.069342 | 0.5313 | 1
ALL | HIV | 75.373 | 0.069436 | 0.53131 | 1
ALL | HIV | 75.427 | 0.06953 | 0.53131 | 1
ALL | HIV | 75.4327 | 0.069624 | 0.53134 | 1
ALL | HIV | 75.46 | 0.069718 | 0.53134 | 1
ALL | HIV | 75.65 | 0.069812 | 0.5316 | 1
ALL | HIV | 75.67 | 0.069906 | 0.53228 | 1
ALL | HIV | 75.69 | 0.07 | 0.53231 | 1
ALL | HIV | 75.716 | 0.070094 | 0.53233 | 1
ALL | HIV | 75.7453 | 0.070189 | 0.53234 | 1
ALL | HIV | 75.7705 | 0.070283 | 0.53234 | 1
ALL | HIV | 75.9889 | 0.070377 | 0.53234 | 1
ALL | HIV | 76.01 | 0.070472 | 0.53246 | 1
ALL | HIV | 76.1683 | 0.070567 | 0.53247 | 1
ALL | HIV | 76.24 | 0.070662 | 0.53308 | 1
ALL | HIV | 76.2663 | 0.070757 | 0.53309 | 1
ALL | HIV | 76.2906 | 0.070851 | 0.53309 | 1
ALL | HIV | 76.35 | 0.070946 | 0.53311 | 1
ALL | HIV | 76.37 | 0.071041 | 0.53333 | 1
ALL | HIV | 76.3772 | 0.071137 | 0.53335 | 1
ALL | HIV | 76.3835 | 0.071232 | 0.53336 | 1
ALL | HIV | 76.395 | 0.071327 | 0.53336 | 1
ALL | HIV | 76.41 | 0.071422 | 0.53363 | 1
ALL | HIV | 76.4135 | 0.071517 | 0.53364 | 1
ALL | HIV | 76.44 | 0.071612 | 0.53374 | 1
ALL | HIV | 76.4593 | 0.071707 | 0.53378 | 1
ALL | HIV | 76.47 | 0.071897 | 0.53391 | 2
ALL | HIV | 76.48 | 0.072088 | 0.5346 | 2
ALL | HIV | 76.4879 | 0.072183 | 0.5346 | 1
ALL | HIV | 76.5 | 0.072278 | 0.5346 | 1
ALL | HIV | 76.64 | 0.072373 | 0.5346 | 1
ALL | HIV | 76.65 | 0.072469 | 0.5346 | 1
ALL | HIV | 76.66 | 0.072564 | 0.53466 | 1
ALL | HIV | 76.7 | 0.07266 | 0.53468 | 1
ALL | HIV | 76.78 | 0.072755 | 0.5348 | 1
ALL | HIV | 76.8836 | 0.072851 | 0.53483 | 1
ALL | HIV | 76.91 | 0.072947 | 0.53487 | 1
ALL | HIV | 77.03 | 0.073042 | 0.53548 | 1
ALL | HIV | 77.25 | 0.073139 | 0.53553 | 1
ALL | HIV | 77.2921 | 0.073235 | 0.53553 | 1
ALL | HIV | 77.3107 | 0.073331 | 0.53557 | 1
ALL | HIV | 77.36 | 0.073427 | 0.53557 | 1
ALL | HIV | 77.56 | 0.073524 | 0.53558 | 1
ALL | HIV | 77.64 | 0.07362 | 0.53611 | 1
ALL | HIV | 77.72 | 0.073717 | 0.53629 | 1
ALL | HIV | 77.75 | 0.073814 | 0.53643 | 1
ALL | HIV | 77.76 | 0.073911 | 0.53664 | 1
ALL | HIV | 77.85 | 0.074007 | 0.53682 | 1
ALL | HIV | 77.9445 | 0.074104 | 0.53682 | 1
ALL | HIV | 78.01 | 0.074202 | 0.53696 | 1
ALL | HIV | 78.0196 | 0.074299 | 0.53698 | 1
ALL | HIV | 78.09 | 0.074396 | 0.53712 | 1
ALL | HIV | 78.11 | 0.074493 | 0.53713 | 1
ALL | HIV | 78.15 | 0.07459 | 0.53717 | 1
ALL | HIV | 78.264 | 0.074688 | 0.53718 | 1
ALL | HIV | 78.2929 | 0.074785 | 0.5372 | 1
ALL | HIV | 78.45 | 0.074883 | 0.53726 | 1
ALL | HIV | 78.482 | 0.07498 | 0.53726 | 1
ALL | HIV | 78.64 | 0.075078 | 0.53758 | 1
ALL | HIV | 78.81 | 0.075176 | 0.53927 | 1
ALL | HIV | 78.9162 | 0.075274 | 0.53932 | 1
ALL | HIV | 78.98 | 0.075373 | 0.53963 | 1
ALL | HIV | 79.0532 | 0.075471 | 0.53964 | 1
ALL | HIV | 79.11 | 0.07557 | 0.53977 | 1
ALL | HIV | 79.25 | 0.075668 | 0.53985 | 1
ALL | HIV | 79.27 | 0.075767 | 0.53995 | 1
ALL | HIV | 79.41 | 0.075866 | 0.54004 | 1
ALL | HIV | 79.4623 | 0.075965 | 0.54006 | 1
ALL | HIV | 79.4728 | 0.076063 | 0.54006 | 1
ALL | HIV | 79.5974 | 0.076162 | 0.54007 | 1
ALL | HIV | 79.65 | 0.076262 | 0.54008 | 1
ALL | HIV | 79.6575 | 0.076361 | 0.54008 | 1
ALL | HIV | 79.9 | 0.07646 | 0.54009 | 1
ALL | HIV | 79.96 | 0.07656 | 0.54122 | 1
ALL | HIV | 80.043 | 0.076659 | 0.54122 | 1
ALL | HIV | 80.15 | 0.076759 | 0.54128 | 1
ALL | HIV | 80.1601 | 0.076859 | 0.5413 | 1
ALL | HIV | 80.1724 | 0.076958 | 0.5413 | 1
ALL | HIV | 80.1937 | 0.077058 | 0.54133 | 1
ALL | HIV | 80.2115 | 0.077158 | 0.54134 | 1
ALL | HIV | 80.34 | 0.077258 | 0.54136 | 1
ALL | HIV | 80.41 | 0.077358 | 0.54137 | 1
ALL | HIV | 80.43 | 0.077458 | 0.54146 | 1
ALL | HIV | 80.5369 | 0.077558 | 0.54146 | 1
ALL | HIV | 80.54 | 0.077759 | 0.54177 | 2
ALL | HIV | 80.73 | 0.077859 | 0.54221 | 1
ALL | HIV | 80.74 | 0.07796 | 0.5424 | 1
ALL | HIV | 80.8228 | 0.07806 | 0.5424 | 1
ALL | HIV | 80.83 | 0.078161 | 0.54241 | 1
ALL | HIV | 80.9393 | 0.078262 | 0.54241 | 1
ALL | HIV | 81.0253 | 0.078363 | 0.54241 | 1
ALL | HIV | 81.0584 | 0.078463 | 0.54241 | 1
ALL | HIV | 81.1014 | 0.078564 | 0.54241 | 1
ALL | HIV | 81.123 | 0.078665 | 0.54241 | 1
ALL | HIV | 81.25 | 0.078766 | 0.54255 | 1
ALL | HIV | 81.36 | 0.078868 | 0.54272 | 1
ALL | HIV | 81.4181 | 0.078969 | 0.54309 | 1
ALL | HIV | 81.6869 | 0.079071 | 0.54309 | 1
ALL | HIV | 81.73 | 0.079172 | 0.54309 | 1
ALL | HIV | 81.8063 | 0.079274 | 0.5431 | 1
ALL | HIV | 81.8666 | 0.079376 | 0.54311 | 1
ALL | HIV | 81.8821 | 0.079478 | 0.54312 | 1
ALL | HIV | 81.89 | 0.07958 | 0.54312 | 1
ALL | HIV | 81.95 | 0.079682 | 0.54332 | 1
ALL | HIV | 81.9935 | 0.079784 | 0.54332 | 1
ALL | HIV | 82 | 0.079886 | 0.54338 | 1
ALL | HIV | 82.0488 | 0.079988 | 0.54338 | 1
ALL | HIV | 82.31 | 0.080193 | 0.54341 | 2
ALL | HIV | 82.3598 | 0.080295 | 0.54343 | 1
ALL | HIV | 82.3959 | 0.080398 | 0.54344 | 1
ALL | HIV | 82.3962 | 0.0805 | 0.54346 | 1
ALL | HIV | 82.4059 | 0.080603 | 0.54346 | 1
ALL | HIV | 82.4586 | 0.080705 | 0.54347 | 1
ALL | HIV | 82.4819 | 0.080808 | 0.54352 | 1
ALL | HIV | 82.49 | 0.080911 | 0.54356 | 1
ALL | HIV | 82.5521 | 0.081013 | 0.54356 | 1
ALL | HIV | 82.8054 | 0.081116 | 0.54356 | 1
ALL | HIV | 82.8588 | 0.08122 | 0.54358 | 1
ALL | HIV | 82.9423 | 0.081323 | 0.54358 | 1
ALL | HIV | 83.12 | 0.081426 | 0.5437 | 1
ALL | HIV | 83.1435 | 0.08153 | 0.54372 | 1
ALL | HIV | 83.18 | 0.081633 | 0.54388 | 1
ALL | HIV | 83.3 | 0.081737 | 0.54396 | 1
ALL | HIV | 83.38 | 0.081841 | 0.54424 | 1
ALL | HIV | 83.45 | 0.081944 | 0.54426 | 1
ALL | HIV | 83.51 | 0.082048 | 0.5443 | 1
ALL | HIV | 83.569 | 0.082152 | 0.54462 | 1
ALL | HIV | 83.8 | 0.082257 | 0.54483 | 1
ALL | HIV | 83.9021 | 0.082361 | 0.54486 | 1
ALL | HIV | 83.993 | 0.082466 | 0.54486 | 1
ALL | HIV | 84.03 | 0.08257 | 0.56969 | 1
ALL | HIV | 84.04 | 0.082675 | 0.57028 | 1
ALL | HIV | 84.12 | 0.082884 | 0.57037 | 2
ALL | HIV | 84.2031 | 0.082989 | 0.57038 | 1
ALL | HIV | 84.25 | 0.083094 | 0.5705 | 1
ALL | HIV | 84.5447 | 0.083199 | 0.57051 | 1
ALL | HIV | 84.5876 | 0.083304 | 0.57052 | 1
ALL | HIV | 84.6 | 0.083409 | 0.57154 | 1
ALL | HIV | 84.63 | 0.083515 | 0.57439 | 1
ALL | HIV | 84.66 | 0.083725 | 0.57673 | 2
ALL | HIV | 84.68 | 0.083831 | 0.57693 | 1
ALL | HIV | 84.74 | 0.083936 | 0.57714 | 1
ALL | HIV | 84.7664 | 0.084042 | 0.57715 | 1
ALL | HIV | 84.77 | 0.084253 | 0.57722 | 2
ALL | HIV | 84.7769 | 0.084358 | 0.57722 | 1
ALL | HIV | 84.88 | 0.084464 | 0.57724 | 1
ALL | HIV | 84.93 | 0.08457 | 0.57729 | 1
ALL | HIV | 85 | 0.084675 | 0.57733 | 1
ALL | HIV | 85.15 | 0.084781 | 0.59863 | 1
ALL | HIV | 85.3092 | 0.084887 | 0.59863 | 1
ALL | HIV | 85.42 | 0.084994 | 0.59864 | 1
ALL | HIV | 85.4496 | 0.0851 | 0.59865 | 1
ALL | HIV | 85.4699 | 0.085206 | 0.59872 | 1
ALL | HIV | 85.57 | 0.085313 | 0.59884 | 1
ALL | HIV | 85.59 | 0.085419 | 0.59885 | 1
ALL | HIV | 85.6 | 0.085526 | 0.59907 | 1
ALL | HIV | 85.63 | 0.085632 | 0.59932 | 1
ALL | HIV | 85.69 | 0.085846 | 0.59967 | 2
ALL | HIV | 85.71 | 0.085952 | 0.59967 | 1
ALL | HIV | 85.89 | 0.086059 | 0.59967 | 1
ALL | HIV | 85.9 | 0.086166 | 0.5997 | 1
ALL | HIV | 85.96 | 0.086273 | 0.59983 | 1
ALL | HIV | 85.97 | 0.08638 | 0.59983 | 1
ALL | HIV | 85.98 | 0.086487 | 0.59986 | 1
ALL | HIV | 86.01 | 0.086594 | 0.59995 | 1
ALL | HIV | 86.07 | 0.086701 | 0.60003 | 1
ALL | HIV | 86.0778 | 0.086808 | 0.60003 | 1
ALL | HIV | 86.1725 | 0.086916 | 0.60004 | 1
ALL | HIV | 86.2198 | 0.087023 | 0.60005 | 1
ALL | HIV | 86.26 | 0.08713 | 0.6001 | 1
ALL | HIV | 86.31 | 0.087238 | 0.60016 | 1
ALL | HIV | 86.396 | 0.087345 | 0.60018 | 1
ALL | HIV | 86.42 | 0.087453 | 0.60022 | 1
ALL | HIV | 86.4292 | 0.08756 | 0.60022 | 1
ALL | HIV | 86.5058 | 0.087668 | 0.60092 | 1
ALL | HIV | 86.58 | 0.087883 | 0.60094 | 2
ALL | HIV | 86.68 | 0.087991 | 0.60098 | 1
ALL | HIV | 86.7986 | 0.088099 | 0.601 | 1
ALL | HIV | 86.8901 | 0.088207 | 0.60101 | 1
ALL | HIV | 86.9072 | 0.088315 | 0.60101 | 1
ALL | HIV | 86.9176 | 0.088424 | 0.60101 | 1
ALL | HIV | 86.9196 | 0.088532 | 0.60101 | 1
ALL | HIV | 86.92 | 0.088748 | 0.60105 | 2
ALL | HIV | 86.97 | 0.088856 | 0.60122 | 1
ALL | HIV | 87.05 | 0.088965 | 0.6016 | 1
ALL | HIV | 87.17 | 0.089073 | 0.60161 | 1
ALL | HIV | 87.2257 | 0.089182 | 0.60165 | 1
ALL | HIV | 87.23 | 0.08929 | 0.60171 | 1
ALL | HIV | 87.37 | 0.089399 | 0.60198 | 1
ALL | HIV | 87.39 | 0.089508 | 0.6032 | 1
ALL | HIV | 87.42 | 0.089616 | 0.60349 | 1
ALL | HIV | 87.4318 | 0.089725 | 0.6035 | 1
ALL | HIV | 87.52 | 0.089834 | 0.62179 | 1
ALL | HIV | 87.6221 | 0.089943 | 0.62182 | 1
ALL | HIV | 87.6732 | 0.090052 | 0.62188 | 1
ALL | HIV | 87.71 | 0.090161 | 0.62189 | 1
ALL | HIV | 87.7285 | 0.090271 | 0.62189 | 1
ALL | HIV | 87.7504 | 0.09038 | 0.62195 | 1
ALL | HIV | 87.79 | 0.090489 | 0.62215 | 1
ALL | HIV | 87.802 | 0.090598 | 0.62216 | 1
ALL | HIV | 87.87 | 0.090708 | 0.62229 | 1
ALL | HIV | 88.02 | 0.090817 | 0.62232 | 1
ALL | HIV | 88.09 | 0.090927 | 0.62446 | 1
ALL | HIV | 88.0955 | 0.091036 | 0.62483 | 1
ALL | HIV | 88.1834 | 0.091146 | 0.62483 | 1
ALL | HIV | 88.28 | 0.091256 | 0.62513 | 1
ALL | HIV | 88.2877 | 0.091366 | 0.62514 | 1
ALL | HIV | 88.3441 | 0.091476 | 0.62514 | 1
ALL | HIV | 88.36 | 0.092026 | 0.62575 | 5
ALL | HIV | 88.38 | 0.092136 | 0.6258 | 1
ALL | HIV | 88.52 | 0.092246 | 0.62722 | 1
ALL | HIV | 88.54 | 0.092576 | 0.62732 | 3
ALL | HIV | 88.6982 | 0.092687 | 0.62732 | 1
ALL | HIV | 88.7559 | 0.092797 | 0.62741 | 1
ALL | HIV | 88.7696 | 0.092908 | 0.62741 | 1
ALL | HIV | 88.83 | 0.093018 | 0.6275 | 1
ALL | HIV | 88.9103 | 0.093129 | 0.62751 | 1
ALL | HIV | 88.9498 | 0.093239 | 0.62752 | 1
ALL | HIV | 88.95 | 0.09335 | 0.62755 | 1
ALL | HIV | 89.01 | 0.093461 | 0.62756 | 1
ALL | HIV | 89.0276 | 0.093572 | 0.62757 | 1
ALL | HIV | 89.07 | 0.093682 | 0.6498 | 1
ALL | HIV | 89.0983 | 0.093793 | 0.6498 | 1
ALL | HIV | 89.14 | 0.094015 | 0.65803 | 2
ALL | HIV | 89.155 | 0.094126 | 0.6581 | 1
ALL | HIV | 89.1578 | 0.094237 | 0.65812 | 1
ALL | HIV | 89.17 | 0.094348 | 0.65813 | 1
ALL | HIV | 89.1916 | 0.094459 | 0.65813 | 1
ALL | HIV | 89.2 | 0.09457 | 0.65852 | 1
ALL | HIV | 89.22 | 0.094681 | 0.65853 | 1
ALL | HIV | 89.2586 | 0.094792 | 0.65859 | 1
ALL | HIV | 89.265 | 0.094903 | 0.65859 | 1
ALL | HIV | 89.36 | 0.095014 | 0.65859 | 1
ALL | HIV | 89.385 | 0.095126 | 0.6586 | 1
ALL | HIV | 89.3892 | 0.095237 | 0.6586 | 1
ALL | HIV | 89.39 | 0.095348 | 0.66741 | 1
ALL | HIV | 89.394 | 0.095459 | 0.66774 | 1
ALL | HIV | 89.4083 | 0.095571 | 0.66779 | 1
ALL | HIV | 89.5134 | 0.095682 | 0.66781 | 1
ALL | HIV | 89.53 | 0.095793 | 0.66783 | 1
ALL | HIV | 89.55 | 0.095905 | 0.66812 | 1
ALL | HIV | 89.59 | 0.096016 | 0.66813 | 1
ALL | HIV | 89.6013 | 0.096128 | 0.66813 | 1
ALL | HIV | 89.64 | 0.096239 | 0.66815 | 1
ALL | HIV | 89.7476 | 0.096351 | 0.66842 | 1
ALL | HIV | 89.77 | 0.096463 | 0.67035 | 1
ALL | HIV | 89.8951 | 0.096575 | 0.67045 | 1
ALL | HIV | 89.9685 | 0.096687 | 0.67045 | 1
ALL | HIV | 89.98 | 0.096799 | 0.67045 | 1
ALL | HIV | 89.99 | 0.096911 | 0.67055 | 1
ALL | HIV | 90.0276 | 0.097023 | 0.67056 | 1
ALL | HIV | 90.0601 | 0.097135 | 0.67057 | 1
ALL | HIV | 90.13 | 0.097247 | 0.67058 | 1
ALL | HIV | 90.16 | 0.097359 | 0.67061 | 1
ALL | HIV | 90.2134 | 0.097471 | 0.67063 | 1
ALL | HIV | 90.3 | 0.097584 | 0.67064 | 1
ALL | HIV | 90.3129 | 0.097696 | 0.67064 | 1
ALL | HIV | 90.39 | 0.097808 | 0.67099 | 1
ALL | HIV | 90.4 | 0.097921 | 0.67258 | 1
ALL | HIV | 90.43 | 0.098033 | 0.67259 | 1
ALL | HIV | 90.56 | 0.098146 | 0.6728 | 1
ALL | HIV | 90.57 | 0.098259 | 0.67281 | 1
ALL | HIV | 90.59 | 0.098372 | 0.67289 | 1
ALL | HIV | 90.61 | 0.098484 | 0.67289 | 1
ALL | HIV | 90.72 | 0.098597 | 0.6729 | 1
ALL | HIV | 90.87 | 0.09871 | 0.67308 | 1
ALL | HIV | 91 | 0.09905 | 0.67619 | 3
ALL | HIV | 91.07 | 0.099163 | 0.67662 | 1
ALL | HIV | 91.12 | 0.099277 | 0.6768 | 1
ALL | HIV | 91.18 | 0.09939 | 0.67698 | 1
ALL | HIV | 91.2 | 0.099504 | 0.67706 | 1
ALL | HIV | 91.2502 | 0.099617 | 0.6778 | 1
ALL | HIV | 91.2507 | 0.099731 | 0.67783 | 1
ALL | HIV | 91.31 | 0.099844 | 0.67787 | 1
ALL | HIV | 91.3937 | 0.099958 | 0.67793 | 1
ALL | HIV | 91.4 | 0.10007 | 0.67793 | 1
ALL | HIV | 91.44 | 0.10019 | 0.67799 | 1
ALL | HIV | 91.5145 | 0.1003 | 0.678 | 1
ALL | HIV | 91.52 | 0.10041 | 0.67813 | 1
ALL | HIV | 91.5771 | 0.10053 | 0.6782 | 1
ALL | HIV | 91.64 | 0.10064 | 0.67829 | 1
ALL | HIV | 91.72 | 0.10076 | 0.67829 | 1
ALL | HIV | 91.74 | 0.10087 | 0.67845 | 1
ALL | HIV | 91.8047 | 0.10098 | 0.67845 | 1
ALL | HIV | 91.91 | 0.1011 | 0.67848 | 1
ALL | HIV | 91.94 | 0.10121 | 0.68098 | 1
ALL | HIV | 91.95 | 0.10133 | 0.68109 | 1
ALL | HIV | 92.07 | 0.10144 | 0.68116 | 1
ALL | HIV | 92.08 | 0.10156 | 0.68118 | 1
ALL | HIV | 92.24 | 0.10167 | 0.68123 | 1
ALL | HIV | 92.25 | 0.10179 | 0.68124 | 1
ALL | HIV | 92.2709 | 0.1019 | 0.68127 | 1
ALL | HIV | 92.34 | 0.10202 | 0.6813 | 1
ALL | HIV | 92.344 | 0.10213 | 0.6813 | 1
ALL | HIV | 92.39 | 0.10225 | 0.68139 | 1
ALL | HIV | 92.4365 | 0.10236 | 0.68147 | 1
ALL | HIV | 92.6631 | 0.10248 | 0.68147 | 1
ALL | HIV | 92.72 | 0.10259 | 0.68149 | 1
ALL | HIV | 92.7502 | 0.10271 | 0.68153 | 1
ALL | HIV | 92.8651 | 0.10282 | 0.68157 | 1
ALL | HIV | 92.9443 | 0.10294 | 0.68157 | 1
ALL | HIV | 92.9581 | 0.10305 | 0.68158 | 1
ALL | HIV | 92.9711 | 0.10317 | 0.68244 | 1
ALL | HIV | 93.13 | 0.10329 | 0.68248 | 1
ALL | HIV | 93.1454 | 0.1034 | 0.68248 | 1
ALL | HIV | 93.22 | 0.10352 | 0.6826 | 1
ALL | HIV | 93.3143 | 0.10363 | 0.6826 | 1
ALL | HIV | 93.3835 | 0.10375 | 0.68261 | 1
ALL | HIV | 93.47 | 0.10387 | 0.68323 | 1
ALL | HIV | 93.5061 | 0.10398 | 0.68324 | 1
ALL | HIV | 93.51 | 0.1041 | 0.68334 | 1
ALL | HIV | 93.5741 | 0.10421 | 0.68336 | 1
ALL | HIV | 93.6997 | 0.10433 | 0.68337 | 1
ALL | HIV | 93.71 | 0.10445 | 0.68337 | 1
ALL | HIV | 93.7304 | 0.10456 | 0.68344 | 1
ALL | HIV | 93.83 | 0.10468 | 0.68361 | 1
ALL | HIV | 93.8659 | 0.1048 | 0.68361 | 1
ALL | HIV | 93.8687 | 0.10492 | 0.68361 | 1
ALL | HIV | 94.01 | 0.10503 | 0.68363 | 1
ALL | HIV | 94.0416 | 0.10515 | 0.68364 | 1
ALL | HIV | 94.0595 | 0.10527 | 0.68364 | 1
ALL | HIV | 94.0702 | 0.10538 | 0.68364 | 1
ALL | HIV | 94.16 | 0.10562 | 0.68442 | 2
ALL | HIV | 94.25 | 0.10573 | 0.68461 | 1
ALL | HIV | 94.44 | 0.10585 | 0.68504 | 1
ALL | HIV | 94.47 | 0.10597 | 0.6853 | 1
ALL | HIV | 94.55 | 0.10609 | 0.68551 | 1
ALL | HIV | 94.5648 | 0.10621 | 0.68551 | 1
ALL | HIV | 94.5887 | 0.10632 | 0.68552 | 1
ALL | HIV | 94.63 | 0.10644 | 0.68558 | 1
ALL | HIV | 94.6828 | 0.10656 | 0.68558 | 1
ALL | HIV | 94.7127 | 0.10668 | 0.68612 | 1
ALL | HIV | 94.7144 | 0.10679 | 0.68612 | 1
ALL | HIV | 94.76 | 0.10691 | 0.69338 | 1
ALL | HIV | 94.7982 | 0.10703 | 0.69339 | 1
ALL | HIV | 94.83 | 0.10715 | 0.69341 | 1
ALL | HIV | 94.84 | 0.10727 | 0.69362 | 1
ALL | HIV | 94.8703 | 0.10738 | 0.69362 | 1
ALL | HIV | 94.88 | 0.1075 | 0.69364 | 1
ALL | HIV | 94.92 | 0.10762 | 0.69379 | 1
ALL | HIV | 94.9423 | 0.10774 | 0.69495 | 1
ALL | HIV | 94.9866 | 0.10786 | 0.69495 | 1
ALL | HIV | 94.9974 | 0.10797 | 0.69496 | 1
ALL | HIV | 95.08 | 0.10809 | 0.69505 | 1
ALL | HIV | 95.1895 | 0.10821 | 0.69515 | 1
ALL | HIV | 95.21 | 0.10833 | 0.69515 | 1
ALL | HIV | 95.2431 | 0.10845 | 0.69515 | 1
ALL | HIV | 95.3298 | 0.10857 | 0.69533 | 1
ALL | HIV | 95.36 | 0.10869 | 0.69555 | 1
ALL | HIV | 95.3717 | 0.1088 | 0.69555 | 1
ALL | HIV | 95.42 | 0.10892 | 0.6965 | 1
ALL | HIV | 95.509 | 0.10904 | 0.6965 | 1
ALL | HIV | 95.53 | 0.10916 | 0.69652 | 1
ALL | HIV | 95.5872 | 0.10928 | 0.69652 | 1
ALL | HIV | 95.6229 | 0.1094 | 0.69663 | 1
ALL | HIV | 95.73 | 0.10952 | 0.69666 | 1
ALL | HIV | 95.77 | 0.10964 | 0.69711 | 1
ALL | HIV | 95.8 | 0.10976 | 0.69714 | 1
ALL | HIV | 95.82 | 0.10988 | 0.6972 | 1
ALL | HIV | 95.83 | 0.11011 | 0.69746 | 2
ALL | HIV | 95.8438 | 0.11023 | 0.69746 | 1
ALL | HIV | 96.0214 | 0.11035 | 0.69747 | 1
ALL | HIV | 96.0269 | 0.11047 | 0.69747 | 1
ALL | HIV | 96.0328 | 0.11059 | 0.69747 | 1
ALL | HIV | 96.05 | 0.11095 | 0.69749 | 3
ALL | HIV | 96.35 | 0.11107 | 0.69758 | 1
ALL | HIV | 96.4729 | 0.11119 | 0.69759 | 1
ALL | HIV | 96.4778 | 0.11131 | 0.69765 | 1
ALL | HIV | 96.4829 | 0.11143 | 0.69765 | 1
ALL | HIV | 96.56 | 0.11155 | 0.69771 | 1
ALL | HIV | 96.5992 | 0.11167 | 0.69771 | 1
ALL | HIV | 96.64 | 0.11179 | 0.69779 | 1
ALL | HIV | 96.862 | 0.11191 | 0.69779 | 1
ALL | HIV | 96.93 | 0.11203 | 0.6987 | 1
ALL | HIV | 97.09 | 0.11215 | 0.69908 | 1
ALL | HIV | 97.21 | 0.11227 | 0.69914 | 1
ALL | HIV | 97.23 | 0.1124 | 0.69919 | 1
ALL | HIV | 97.3004 | 0.11252 | 0.69921 | 1
ALL | HIV | 97.3531 | 0.11264 | 0.69921 | 1
ALL | HIV | 97.4 | 0.11276 | 0.69921 | 1
ALL | HIV | 97.5 | 0.11288 | 0.69922 | 1
ALL | HIV | 97.51 | 0.113 | 0.69928 | 1
ALL | HIV | 97.5998 | 0.11312 | 0.69929 | 1
ALL | HIV | 97.97 | 0.11324 | 0.69936 | 1
ALL | HIV | 98.0558 | 0.11337 | 0.69937 | 1
ALL | HIV | 98.142 | 0.11349 | 0.69937 | 1
ALL | HIV | 98.18 | 0.11361 | 0.7004 | 1
ALL | HIV | 98.21 | 0.11373 | 0.70047 | 1
ALL | HIV | 98.4455 | 0.11386 | 0.7005 | 1
ALL | HIV | 98.6 | 0.11398 | 0.70068 | 1
ALL | HIV | 98.6493 | 0.1141 | 0.70088 | 1
ALL | HIV | 98.65 | 0.11422 | 0.70092 | 1
ALL | HIV | 98.7537 | 0.11435 | 0.70093 | 1
ALL | HIV | 98.79 | 0.11447 | 0.70116 | 1
ALL | HIV | 98.8401 | 0.11459 | 0.70116 | 1
ALL | HIV | 98.89 | 0.11472 | 0.70122 | 1
ALL | HIV | 99.0151 | 0.11484 | 0.70125 | 1
ALL | HIV | 99.0229 | 0.11496 | 0.70125 | 1
ALL | HIV | 99.1659 | 0.11509 | 0.70125 | 1
ALL | HIV | 99.25 | 0.11521 | 0.70137 | 1
ALL | HIV | 99.28 | 0.11533 | 0.70147 | 1
ALL | HIV | 99.29 | 0.11546 | 0.7015 | 1
ALL | HIV | 99.4 | 0.11558 | 0.70154 | 1
ALL | HIV | 99.4386 | 0.1157 | 0.70155 | 1
ALL | HIV | 99.45 | 0.11583 | 0.70156 | 1
ALL | HIV | 99.46 | 0.11595 | 0.70157 | 1
ALL | HIV | 99.4808 | 0.11607 | 0.70157 | 1
ALL | HIV | 99.5011 | 0.1162 | 0.70157 | 1
ALL | HIV | 99.5997 | 0.11632 | 0.70158 | 1
ALL | HIV | 99.6887 | 0.11645 | 0.70158 | 1
ALL | HIV | 99.84 | 0.11657 | 0.70159 | 1
ALL | HIV | 99.8411 | 0.1167 | 0.7016 | 1
ALL | HIV | 99.9022 | 0.11682 | 0.70288 | 1
ALL | HIV | 99.92 | 0.11694 | 0.70302 | 1
ALL | HIV | 99.9999 | 0.11707 | 0.70302 | 1
ALL | HIV | 100.06 | 0.11732 | 0.7031 | 2
ALL | HIV | 100.0802 | 0.11744 | 0.70311 | 1
ALL | HIV | 100.0898 | 0.11757 | 0.70312 | 1
ALL | HIV | 100.09 | 0.11769 | 0.70382 | 1
ALL | HIV | 100.14 | 0.11782 | 0.7041 | 1
ALL | HIV | 100.1568 | 0.11794 | 0.70411 | 1
ALL | HIV | 100.1738 | 0.11806 | 0.70413 | 1
ALL | HIV | 100.2104 | 0.11819 | 0.70462 | 1
ALL | HIV | 100.25 | 0.11831 | 0.70473 | 1
ALL | HIV | 100.29 | 0.11844 | 0.70478 | 1
ALL | HIV | 100.3046 | 0.11856 | 0.70563 | 1
ALL | HIV | 100.43 | 0.11869 | 0.70588 | 1
ALL | HIV | 100.6087 | 0.11881 | 0.70589 | 1
ALL | HIV | 100.63 | 0.11894 | 0.7059 | 1
ALL | HIV | 100.79 | 0.11906 | 0.70648 | 1
ALL | HIV | 100.81 | 0.11919 | 0.70658 | 1
ALL | HIV | 100.9374 | 0.11932 | 0.70659 | 1
ALL | HIV | 100.97 | 0.11944 | 0.70667 | 1
ALL | HIV | 100.98 | 0.11957 | 0.70669 | 1
ALL | HIV | 101 | 0.11969 | 0.70672 | 1
ALL | HIV | 101.06 | 0.11982 | 0.70674 | 1
ALL | HIV | 101.08 | 0.11994 | 0.70692 | 1
ALL | HIV | 101.1454 | 0.12007 | 0.70695 | 1
ALL | HIV | 101.24 | 0.1202 | 0.70695 | 1
ALL | HIV | 101.2494 | 0.12032 | 0.70695 | 1
ALL | HIV | 101.29 | 0.12045 | 0.70709 | 1
ALL | HIV | 101.3973 | 0.12057 | 0.7071 | 1
ALL | HIV | 101.62 | 0.1207 | 0.70765 | 1
ALL | HIV | 101.63 | 0.12083 | 0.70778 | 1
ALL | HIV | 101.71 | 0.12095 | 0.70783 | 1
ALL | HIV | 101.74 | 0.12108 | 0.7082 | 1
ALL | HIV | 101.82 | 0.12121 | 0.70824 | 1
ALL | HIV | 101.9825 | 0.12133 | 0.70825 | 1
ALL | HIV | 102 | 0.12146 | 0.70826 | 1
ALL | HIV | 102.01 | 0.12159 | 0.70831 | 1
ALL | HIV | 102.06 | 0.12171 | 0.70834 | 1
ALL | HIV | 102.2002 | 0.12184 | 0.70843 | 1
ALL | HIV | 102.28 | 0.12197 | 0.70848 | 1
ALL | HIV | 102.41 | 0.1221 | 0.7085 | 1
ALL | HIV | 102.44 | 0.12222 | 0.71187 | 1
ALL | HIV | 102.52 | 0.12235 | 0.71192 | 1
ALL | HIV | 102.6899 | 0.12248 | 0.71196 | 1
ALL | HIV | 102.7455 | 0.12261 | 0.71196 | 1
ALL | HIV | 102.7464 | 0.12274 | 0.71207 | 1
ALL | HIV | 102.88 | 0.12286 | 0.71213 | 1
ALL | HIV | 102.94 | 0.12299 | 0.71223 | 1
ALL | HIV | 102.9678 | 0.12312 | 0.71223 | 1
ALL | HIV | 102.9804 | 0.12325 | 0.71223 | 1
ALL | HIV | 103.12 | 0.12338 | 0.71307 | 1
ALL | HIV | 103.294 | 0.1235 | 0.71307 | 1
ALL | HIV | 103.3348 | 0.12363 | 0.71321 | 1
ALL | HIV | 103.4742 | 0.12376 | 0.71321 | 1
ALL | HIV | 103.6898 | 0.12389 | 0.71321 | 1
ALL | HIV | 103.7222 | 0.12402 | 0.7133 | 1
ALL | HIV | 103.746 | 0.12415 | 0.71336 | 1
ALL | HIV | 103.7591 | 0.12428 | 0.7134 | 1
ALL | HIV | 103.84 | 0.12441 | 0.72483 | 1
ALL | HIV | 103.8887 | 0.12454 | 0.72484 | 1
ALL | HIV | 103.8973 | 0.12467 | 0.72484 | 1
ALL | HIV | 103.94 | 0.1248 | 0.72494 | 1
ALL | HIV | 103.99 | 0.12492 | 0.72505 | 1
ALL | HIV | 104.03 | 0.12505 | 0.72632 | 1
ALL | HIV | 104.18 | 0.12518 | 0.72654 | 1
ALL | HIV | 104.24 | 0.12531 | 0.72663 | 1
ALL | HIV | 104.26 | 0.12544 | 0.72668 | 1
ALL | HIV | 104.28 | 0.12557 | 0.72671 | 1
ALL | HIV | 104.3038 | 0.1257 | 0.72671 | 1
ALL | HIV | 104.31 | 0.12583 | 0.72673 | 1
ALL | HIV | 104.33 | 0.12596 | 0.72678 | 1
ALL | HIV | 104.57 | 0.12609 | 0.72681 | 1
ALL | HIV | 104.6078 | 0.12622 | 0.72681 | 1
ALL | HIV | 104.7255 | 0.12635 | 0.72683 | 1
ALL | HIV | 104.9371 | 0.12648 | 0.72684 | 1
ALL | HIV | 105.12 | 0.12661 | 0.72734 | 1
ALL | HIV | 105.1423 | 0.12675 | 0.72734 | 1
ALL | HIV | 105.1464 | 0.12688 | 0.72734 | 1
ALL | HIV | 105.15 | 0.12714 | 0.72738 | 2
ALL | HIV | 105.16 | 0.12727 | 0.72751 | 1
ALL | HIV | 105.17 | 0.1274 | 0.72752 | 1
ALL | HIV | 105.42 | 0.12753 | 0.72798 | 1
ALL | HIV | 105.43 | 0.12766 | 0.72937 | 1
ALL | HIV | 105.4324 | 0.12779 | 0.72937 | 1
ALL | HIV | 105.4386 | 0.12792 | 0.72938 | 1
ALL | HIV | 105.47 | 0.12806 | 0.72944 | 1
ALL | HIV | 105.609 | 0.12819 | 0.72944 | 1
ALL | HIV | 105.7604 | 0.12832 | 0.72954 | 1
ALL | HIV | 105.8091 | 0.12845 | 0.72954 | 1
ALL | HIV | 105.81 | 0.12858 | 0.72972 | 1
ALL | HIV | 105.8166 | 0.12871 | 0.73016 | 1
ALL | HIV | 105.82 | 0.12885 | 0.7302 | 1
ALL | HIV | 106.0023 | 0.12898 | 0.73049 | 1
ALL | HIV | 106.04 | 0.12911 | 0.7305 | 1
ALL | HIV | 106.046 | 0.12924 | 0.7305 | 1
ALL | HIV | 106.0473 | 0.12937 | 0.73051 | 1
ALL | HIV | 106.0522 | 0.12951 | 0.73051 | 1
ALL | HIV | 106.0644 | 0.12964 | 0.73075 | 1
ALL | HIV | 106.1954 | 0.12977 | 0.73077 | 1
ALL | HIV | 106.28 | 0.1299 | 0.73077 | 1
ALL | HIV | 106.2847 | 0.13003 | 0.73078 | 1
ALL | HIV | 106.3937 | 0.13017 | 0.73085 | 1
ALL | HIV | 106.43 | 0.1303 | 0.73087 | 1
ALL | HIV | 106.468 | 0.13043 | 0.73087 | 1
ALL | HIV | 106.52 | 0.13056 | 0.73088 | 1
ALL | HIV | 106.5443 | 0.1307 | 0.731 | 1
ALL | HIV | 106.5585 | 0.13083 | 0.73102 | 1
ALL | HIV | 106.58 | 0.13096 | 0.73105 | 1
ALL | HIV | 106.5974 | 0.13109 | 0.73105 | 1
ALL | HIV | 106.5989 | 0.13123 | 0.73105 | 1
ALL | HIV | 106.62 | 0.13149 | 0.73147 | 2
ALL | HIV | 106.63 | 0.13162 | 0.73147 | 1
ALL | HIV | 106.68 | 0.13176 | 0.73172 | 1
ALL | HIV | 106.7 | 0.13189 | 0.73186 | 1
ALL | HIV | 106.7107 | 0.13202 | 0.73189 | 1
ALL | HIV | 106.7992 | 0.13216 | 0.73189 | 1
ALL | HIV | 106.808 | 0.13229 | 0.7319 | 1
ALL | HIV | 106.836 | 0.13242 | 0.73191 | 1
ALL | HIV | 106.8386 | 0.13255 | 0.73191 | 1
ALL | HIV | 106.8453 | 0.13269 | 0.73192 | 1
ALL | HIV | 106.9979 | 0.13282 | 0.73192 | 1
ALL | HIV | 107.0004 | 0.13295 | 0.73192 | 1
ALL | HIV | 107.0034 | 0.13309 | 0.73193 | 1
ALL | HIV | 107.02 | 0.13322 | 0.73351 | 1
ALL | HIV | 107.0285 | 0.13335 | 0.73351 | 1
ALL | HIV | 107.0452 | 0.13349 | 0.73351 | 1
ALL | HIV | 107.1021 | 0.13362 | 0.73352 | 1
ALL | HIV | 107.1109 | 0.13375 | 0.73352 | 1
ALL | HIV | 107.13 | 0.13389 | 0.73353 | 1
ALL | HIV | 107.1495 | 0.13402 | 0.73353 | 1
ALL | HIV | 107.2657 | 0.13415 | 0.73353 | 1
ALL | HIV | 107.353 | 0.13429 | 0.73354 | 1
ALL | HIV | 107.5497 | 0.13442 | 0.73356 | 1
ALL | HIV | 107.6548 | 0.13455 | 0.73358 | 1
ALL | HIV | 107.7481 | 0.13469 | 0.73358 | 1
ALL | HIV | 107.7995 | 0.13482 | 0.73368 | 1
ALL | HIV | 107.833 | 0.13496 | 0.73369 | 1
ALL | HIV | 107.8831 | 0.13509 | 0.73369 | 1
ALL | HIV | 107.91 | 0.13523 | 0.73393 | 1
ALL | HIV | 107.9366 | 0.13536 | 0.73395 | 1
ALL | HIV | 108.054 | 0.13549 | 0.73397 | 1
ALL | HIV | 108.08 | 0.13563 | 0.73403 | 1
ALL | HIV | 108.1617 | 0.13576 | 0.73403 | 1
ALL | HIV | 108.21 | 0.1359 | 0.73404 | 1
ALL | HIV | 108.32 | 0.13603 | 0.73434 | 1
ALL | HIV | 108.3591 | 0.13617 | 0.73439 | 1
ALL | HIV | 108.41 | 0.1363 | 0.73445 | 1
ALL | HIV | 108.4546 | 0.13644 | 0.7345 | 1
ALL | HIV | 108.457 | 0.13657 | 0.73452 | 1
ALL | HIV | 108.4851 | 0.13671 | 0.73479 | 1
ALL | HIV | 108.53 | 0.13684 | 0.73479 | 1
ALL | HIV | 108.57 | 0.13698 | 0.73481 | 1
ALL | HIV | 108.65 | 0.13711 | 0.73498 | 1
ALL | HIV | 108.8589 | 0.13725 | 0.73502 | 1
ALL | HIV | 108.91 | 0.13738 | 0.73555 | 1
ALL | HIV | 108.9585 | 0.13752 | 0.73555 | 1
ALL | HIV | 108.9603 | 0.13766 | 0.73556 | 1
ALL | HIV | 109.22 | 0.13779 | 0.73559 | 1
ALL | HIV | 109.2797 | 0.13793 | 0.7356 | 1
ALL | HIV | 109.2939 | 0.13806 | 0.7356 | 1
ALL | HIV | 109.2981 | 0.1382 | 0.73561 | 1
ALL | HIV | 109.4025 | 0.13834 | 0.73561 | 1
ALL | HIV | 109.4133 | 0.13847 | 0.73561 | 1
ALL | HIV | 109.5999 | 0.13861 | 0.73562 | 1
ALL | HIV | 109.63 | 0.13874 | 0.73577 | 1
ALL | HIV | 109.69 | 0.13888 | 0.73577 | 1
ALL | HIV | 109.78 | 0.13902 | 0.73586 | 1
ALL | HIV | 109.8507 | 0.13915 | 0.73587 | 1
ALL | HIV | 109.89 | 0.13929 | 0.73623 | 1
ALL | HIV | 109.9646 | 0.13943 | 0.73623 | 1
ALL | HIV | 110.0136 | 0.13956 | 0.73624 | 1
ALL | HIV | 110.0822 | 0.1397 | 0.73624 | 1
ALL | HIV | 110.0935 | 0.13984 | 0.73625 | 1
ALL | HIV | 110.14 | 0.13998 | 0.73628 | 1
ALL | HIV | 110.1483 | 0.14011 | 0.73628 | 1
ALL | HIV | 110.1531 | 0.14025 | 0.73628 | 1
ALL | HIV | 110.36 | 0.14039 | 0.73643 | 1
ALL | HIV | 110.41 | 0.14052 | 0.73644 | 1
ALL | HIV | 110.434 | 0.14066 | 0.73644 | 1
ALL | HIV | 110.49 | 0.1408 | 0.73644 | 1
ALL | HIV | 110.5389 | 0.14094 | 0.73644 | 1
ALL | HIV | 110.56 | 0.14107 | 0.73658 | 1
ALL | HIV | 110.5923 | 0.14121 | 0.73658 | 1
ALL | HIV | 110.6 | 0.14135 | 0.73659 | 1
ALL | HIV | 110.6472 | 0.14149 | 0.73661 | 1
ALL | HIV | 110.77 | 0.14176 | 0.73667 | 2
ALL | HIV | 110.7892 | 0.1419 | 0.73668 | 1
ALL | HIV | 110.8537 | 0.14204 | 0.73668 | 1
ALL | HIV | 110.9457 | 0.14218 | 0.73668 | 1
ALL | HIV | 110.97 | 0.14232 | 0.73669 | 1
ALL | HIV | 111.0144 | 0.14245 | 0.73681 | 1
ALL | HIV | 111.1052 | 0.14259 | 0.73681 | 1
ALL | HIV | 111.1384 | 0.14273 | 0.73681 | 1
ALL | HIV | 111.1715 | 0.14287 | 0.73682 | 1
ALL | HIV | 111.18 | 0.14301 | 0.73685 | 1
ALL | HIV | 111.2673 | 0.14314 | 0.73688 | 1
ALL | HIV | 111.3011 | 0.14328 | 0.73688 | 1
ALL | HIV | 111.3016 | 0.14342 | 0.73688 | 1
ALL | HIV | 111.36 | 0.14356 | 0.7369 | 1
ALL | HIV | 111.3644 | 0.1437 | 0.73692 | 1
ALL | HIV | 111.4 | 0.14384 | 0.73742 | 1
ALL | HIV | 111.435 | 0.14398 | 0.73746 | 1
ALL | HIV | 111.44 | 0.14411 | 0.73748 | 1
ALL | HIV | 111.4955 | 0.14425 | 0.73749 | 1
ALL | HIV | 111.5337 | 0.14439 | 0.73751 | 1
ALL | HIV | 111.54 | 0.14453 | 0.73761 | 1
ALL | HIV | 111.55 | 0.14467 | 0.73763 | 1
ALL | HIV | 111.6014 | 0.14481 | 0.73763 | 1
ALL | HIV | 111.6049 | 0.14495 | 0.73764 | 1
ALL | HIV | 111.62 | 0.14509 | 0.73768 | 1
ALL | HIV | 111.65 | 0.14523 | 0.73777 | 1
ALL | HIV | 111.7014 | 0.14536 | 0.73779 | 1
ALL | HIV | 111.82 | 0.1455 | 0.73806 | 1
ALL | HIV | 111.88 | 0.14564 | 0.73806 | 1
ALL | HIV | 111.92 | 0.14578 | 0.73813 | 1
ALL | HIV | 111.93 | 0.14592 | 0.73819 | 1
ALL | HIV | 112.0489 | 0.14606 | 0.7382 | 1
ALL | HIV | 112.0585 | 0.1462 | 0.7382 | 1
ALL | HIV | 112.1633 | 0.14634 | 0.73823 | 1
ALL | HIV | 112.1721 | 0.14648 | 0.73823 | 1
ALL | HIV | 112.234 | 0.14662 | 0.73823 | 1
ALL | HIV | 112.4577 | 0.14676 | 0.73825 | 1
ALL | HIV | 112.72 | 0.1469 | 0.73833 | 1
ALL | HIV | 112.8377 | 0.14704 | 0.73873 | 1
ALL | HIV | 112.9775 | 0.14718 | 0.73882 | 1
ALL | HIV | 113.03 | 0.14746 | 0.73896 | 2
ALL | HIV | 113.06 | 0.1476 | 0.73896 | 1
ALL | HIV | 113.0688 | 0.14774 | 0.73897 | 1
ALL | HIV | 113.0983 | 0.14788 | 0.73897 | 1
ALL | HIV | 113.18 | 0.14802 | 0.73899 | 1
ALL | HIV | 113.26 | 0.14831 | 0.73908 | 2
ALL | HIV | 113.3118 | 0.14845 | 0.7391 | 1
ALL | HIV | 113.35 | 0.14859 | 0.73922 | 1
ALL | HIV | 113.37 | 0.14873 | 0.73936 | 1
ALL | HIV | 113.57 | 0.14887 | 0.73941 | 1
ALL | HIV | 113.5804 | 0.14901 | 0.73941 | 1
ALL | HIV | 113.5965 | 0.14915 | 0.73941 | 1
ALL | HIV | 113.6288 | 0.1493 | 0.73957 | 1
ALL | HIV | 113.6887 | 0.14944 | 0.73959 | 1
ALL | HIV | 113.75 | 0.14958 | 0.73962 | 1
ALL | HIV | 113.7961 | 0.14972 | 0.73962 | 1
ALL | HIV | 113.82 | 0.14986 | 0.73963 | 1
ALL | HIV | 113.8271 | 0.15 | 0.73967 | 1
ALL | HIV | 113.8372 | 0.15014 | 0.73967 | 1
ALL | HIV | 113.8609 | 0.15029 | 0.73971 | 1
ALL | HIV | 113.8884 | 0.15043 | 0.73971 | 1
ALL | HIV | 113.8898 | 0.15057 | 0.73978 | 1
ALL | HIV | 113.95 | 0.15071 | 0.7398 | 1
ALL | HIV | 113.9987 | 0.15085 | 0.73981 | 1
ALL | HIV | 114.04 | 0.151 | 0.7405 | 1
ALL | HIV | 114.05 | 0.15114 | 0.74054 | 1
ALL | HIV | 114.08 | 0.15128 | 0.74054 | 1
ALL | HIV | 114.13 | 0.15142 | 0.74086 | 1
ALL | HIV | 114.1938 | 0.15156 | 0.74087 | 1
ALL | HIV | 114.3403 | 0.15171 | 0.74088 | 1
ALL | HIV | 114.5 | 0.15185 | 0.741 | 1
ALL | HIV | 114.51 | 0.15199 | 0.74115 | 1
ALL | HIV | 114.65 | 0.15213 | 0.74287 | 1
ALL | HIV | 114.7254 | 0.15228 | 0.74287 | 1
ALL | HIV | 114.8489 | 0.15242 | 0.74287 | 1
ALL | HIV | 114.86 | 0.15256 | 0.74407 | 1
ALL | HIV | 114.9805 | 0.15271 | 0.74408 | 1
ALL | HIV | 115.0298 | 0.15285 | 0.74408 | 1
ALL | HIV | 115.0567 | 0.15299 | 0.74408 | 1
ALL | HIV | 115.1773 | 0.15313 | 0.7441 | 1
ALL | HIV | 115.2528 | 0.15328 | 0.74425 | 1
ALL | HIV | 115.265 | 0.15342 | 0.74427 | 1
ALL | HIV | 115.34 | 0.15371 | 0.74446 | 2
ALL | HIV | 115.363 | 0.15385 | 0.74446 | 1
ALL | HIV | 115.48 | 0.154 | 0.74446 | 1
ALL | HIV | 115.65 | 0.15414 | 0.74453 | 1
ALL | HIV | 115.67 | 0.15428 | 0.74462 | 1
ALL | HIV | 115.6925 | 0.15443 | 0.74462 | 1
ALL | HIV | 115.7885 | 0.15457 | 0.74477 | 1
ALL | HIV | 115.79 | 0.15472 | 0.74477 | 1
ALL | HIV | 115.8044 | 0.15486 | 0.74478 | 1
ALL | HIV | 115.8104 | 0.155 | 0.74478 | 1
ALL | HIV | 115.8883 | 0.15515 | 0.74478 | 1
ALL | HIV | 115.9015 | 0.15529 | 0.74481 | 1
ALL | HIV | 115.9024 | 0.15544 | 0.74482 | 1
ALL | HIV | 115.91 | 0.15558 | 0.74483 | 1
ALL | HIV | 115.9237 | 0.15573 | 0.74484 | 1
ALL | HIV | 116 | 0.15587 | 0.7452 | 1
ALL | HIV | 116.0482 | 0.15601 | 0.74521 | 1
ALL | HIV | 116.1 | 0.15616 | 0.74627 | 1
ALL | HIV | 116.14 | 0.1563 | 0.74632 | 1
ALL | HIV | 116.1812 | 0.15645 | 0.74632 | 1
ALL | HIV | 116.27 | 0.15659 | 0.74638 | 1
ALL | HIV | 116.32 | 0.15674 | 0.74653 | 1
ALL | HIV | 116.4372 | 0.15688 | 0.74675 | 1
ALL | HIV | 116.4864 | 0.15703 | 0.74681 | 1
ALL | HIV | 116.5396 | 0.15717 | 0.74685 | 1
ALL | HIV | 116.54 | 0.15732 | 0.74688 | 1
ALL | HIV | 116.59 | 0.15746 | 0.74691 | 1
ALL | HIV | 116.6477 | 0.15761 | 0.74693 | 1
ALL | HIV | 116.6544 | 0.15775 | 0.74702 | 1
ALL | HIV | 116.66 | 0.1579 | 0.74733 | 1
ALL | HIV | 116.74 | 0.15819 | 0.74737 | 2
ALL | HIV | 116.7722 | 0.15833 | 0.74738 | 1
ALL | HIV | 116.8106 | 0.15848 | 0.74739 | 1
ALL | HIV | 116.8447 | 0.15862 | 0.74739 | 1
ALL | HIV | 116.94 | 0.15877 | 0.74747 | 1
ALL | HIV | 117.01 | 0.15892 | 0.74762 | 1
ALL | HIV | 117.148 | 0.15906 | 0.74764 | 1
ALL | HIV | 117.1539 | 0.15921 | 0.74772 | 1
ALL | HIV | 117.21 | 0.15935 | 0.74777 | 1
ALL | HIV | 117.29 | 0.1595 | 0.74778 | 1
ALL | HIV | 117.42 | 0.15964 | 0.74778 | 1
ALL | HIV | 117.4551 | 0.15979 | 0.74783 | 1
ALL | HIV | 117.54 | 0.15994 | 0.74783 | 1
ALL | HIV | 117.5423 | 0.16008 | 0.74784 | 1
ALL | HIV | 117.6906 | 0.16023 | 0.74784 | 1
ALL | HIV | 117.6984 | 0.16038 | 0.74784 | 1
ALL | HIV | 117.75 | 0.16052 | 0.74833 | 1
ALL | HIV | 117.8 | 0.16067 | 0.74844 | 1
ALL | HIV | 117.91 | 0.16082 | 0.74844 | 1
ALL | HIV | 117.9202 | 0.16096 | 0.74844 | 1
ALL | HIV | 118.12 | 0.16111 | 0.74844 | 1
ALL | HIV | 118.17 | 0.16126 | 0.74845 | 1
ALL | HIV | 118.2068 | 0.1614 | 0.74845 | 1
ALL | HIV | 118.2837 | 0.16155 | 0.74859 | 1
ALL | HIV | 118.3899 | 0.1617 | 0.74859 | 1
ALL | HIV | 118.43 | 0.16185 | 0.74874 | 1
ALL | HIV | 118.5105 | 0.16199 | 0.74874 | 1
ALL | HIV | 118.57 | 0.16214 | 0.74875 | 1
ALL | HIV | 118.608 | 0.16229 | 0.74879 | 1
ALL | HIV | 118.7614 | 0.16244 | 0.7488 | 1
ALL | HIV | 118.82 | 0.16258 | 0.74885 | 1
ALL | HIV | 118.832 | 0.16273 | 0.74888 | 1
ALL | HIV | 118.96 | 0.16288 | 0.74904 | 1
ALL | HIV | 119.1 | 0.16303 | 0.74904 | 1
ALL | HIV | 119.1417 | 0.16318 | 0.74904 | 1
ALL | HIV | 119.16 | 0.16332 | 0.74909 | 1
ALL | HIV | 119.17 | 0.16347 | 0.74918 | 1
ALL | HIV | 119.24 | 0.16362 | 0.74932 | 1
ALL | HIV | 119.2549 | 0.16377 | 0.74932 | 1
ALL | HIV | 119.4 | 0.16392 | 0.7521 | 1
ALL | HIV | 119.42 | 0.16407 | 0.75212 | 1
ALL | HIV | 119.4427 | 0.16422 | 0.75212 | 1
ALL | HIV | 119.4492 | 0.16436 | 0.75214 | 1
ALL | HIV | 119.47 | 0.16451 | 0.75244 | 1
ALL | HIV | 119.5 | 0.16466 | 0.75245 | 1
ALL | HIV | 119.51 | 0.16481 | 0.75245 | 1
ALL | HIV | 119.62 | 0.16511 | 0.75257 | 2
ALL | HIV | 119.8166 | 0.16526 | 0.75264 | 1
ALL | HIV | 119.8387 | 0.16541 | 0.75265 | 1
ALL | HIV | 119.92 | 0.16556 | 0.75266 | 1
ALL | HIV | 119.96 | 0.1657 | 0.75267 | 1
ALL | HIV | 119.9973 | 0.16585 | 0.75267 | 1
ALL | HIV | 120.08 | 0.166 | 0.75277 | 1
ALL | HIV | 120.0928 | 0.16615 | 0.75278 | 1
ALL | HIV | 120.21 | 0.1663 | 0.75282 | 1
ALL | HIV | 120.3 | 0.16645 | 0.75324 | 1
ALL | HIV | 120.3172 | 0.1666 | 0.75324 | 1
ALL | HIV | 120.3497 | 0.16675 | 0.75325 | 1
ALL | HIV | 120.36 | 0.1669 | 0.75337 | 1
ALL | HIV | 120.42 | 0.16705 | 0.75347 | 1
ALL | HIV | 120.6 | 0.1672 | 0.75348 | 1
ALL | HIV | 120.6526 | 0.16735 | 0.75349 | 1
ALL | HIV | 120.6746 | 0.1675 | 0.75349 | 1
ALL | HIV | 120.6781 | 0.16765 | 0.75361 | 1
ALL | HIV | 120.89 | 0.1678 | 0.75373 | 1
ALL | HIV | 120.9136 | 0.16795 | 0.75373 | 1
ALL | HIV | 120.93 | 0.1681 | 0.75375 | 1
ALL | HIV | 120.9538 | 0.16825 | 0.75376 | 1
ALL | HIV | 120.9587 | 0.1684 | 0.75377 | 1
ALL | HIV | 120.985 | 0.16855 | 0.75383 | 1
ALL | HIV | 121.02 | 0.16871 | 0.75405 | 1
ALL | HIV | 121.07 | 0.16886 | 0.75411 | 1
ALL | HIV | 121.13 | 0.16901 | 0.75523 | 1
ALL | HIV | 121.1451 | 0.16916 | 0.75524 | 1
ALL | HIV | 121.1552 | 0.16931 | 0.75524 | 1
ALL | HIV | 121.1683 | 0.16946 | 0.75524 | 1
ALL | HIV | 121.2107 | 0.16961 | 0.75525 | 1
ALL | HIV | 121.3135 | 0.16976 | 0.75525 | 1
ALL | HIV | 121.3223 | 0.16991 | 0.75526 | 1
ALL | HIV | 121.3406 | 0.17006 | 0.75527 | 1
ALL | HIV | 121.3973 | 0.17021 | 0.75528 | 1
ALL | HIV | 121.4155 | 0.17037 | 0.7553 | 1
ALL | HIV | 121.44 | 0.17052 | 0.75537 | 1
ALL | HIV | 121.4699 | 0.17067 | 0.75537 | 1
ALL | HIV | 121.54 | 0.17082 | 0.76093 | 1
ALL | HIV | 121.5414 | 0.17097 | 0.76096 | 1
ALL | HIV | 121.5594 | 0.17112 | 0.76097 | 1
ALL | HIV | 121.6872 | 0.17127 | 0.76097 | 1
ALL | HIV | 121.7177 | 0.17142 | 0.76098 | 1
ALL | HIV | 121.7518 | 0.17158 | 0.76098 | 1
ALL | HIV | 121.9461 | 0.17173 | 0.76106 | 1
ALL | HIV | 122.02 | 0.17188 | 0.76135 | 1
ALL | HIV | 122.0295 | 0.17203 | 0.76135 | 1
ALL | HIV | 122.0355 | 0.17218 | 0.76136 | 1
ALL | HIV | 122.039 | 0.17233 | 0.76136 | 1
ALL | HIV | 122.0773 | 0.17249 | 0.76136 | 1
ALL | HIV | 122.12 | 0.17264 | 0.7614 | 1
ALL | HIV | 122.18 | 0.17279 | 0.76147 | 1
ALL | HIV | 122.1852 | 0.17294 | 0.76148 | 1
ALL | HIV | 122.235 | 0.17309 | 0.76148 | 1
ALL | HIV | 122.4944 | 0.17325 | 0.76154 | 1
ALL | HIV | 122.5589 | 0.1734 | 0.76164 | 1
ALL | HIV | 122.6332 | 0.17355 | 0.76195 | 1
ALL | HIV | 122.64 | 0.1737 | 0.76202 | 1
ALL | HIV | 122.71 | 0.17386 | 0.76207 | 1
ALL | HIV | 122.7921 | 0.17401 | 0.76209 | 1
ALL | HIV | 122.862 | 0.17416 | 0.76209 | 1
ALL | HIV | 122.8681 | 0.17432 | 0.7621 | 1
ALL | HIV | 123.09 | 0.17447 | 0.76221 | 1
ALL | HIV | 123.32 | 0.17462 | 0.76247 | 1
ALL | HIV | 123.3945 | 0.17478 | 0.76247 | 1
ALL | HIV | 123.43 | 0.17493 | 0.76247 | 1
ALL | HIV | 123.5494 | 0.17508 | 0.76248 | 1
ALL | HIV | 123.5793 | 0.17524 | 0.76248 | 1
ALL | HIV | 123.62 | 0.17539 | 0.76248 | 1
ALL | HIV | 123.6337 | 0.17555 | 0.76251 | 1
ALL | HIV | 123.73 | 0.1757 | 0.76257 | 1
ALL | HIV | 123.7631 | 0.17585 | 0.76257 | 1
ALL | HIV | 123.9 | 0.17601 | 0.76262 | 1
ALL | HIV | 123.964 | 0.17616 | 0.76263 | 1
ALL | HIV | 123.9808 | 0.17632 | 0.76263 | 1
ALL | HIV | 124.22 | 0.17647 | 0.76295 | 1
ALL | HIV | 124.2923 | 0.17663 | 0.76295 | 1
ALL | HIV | 124.3 | 0.17678 | 0.76297 | 1
ALL | HIV | 124.3148 | 0.17693 | 0.76297 | 1
ALL | HIV | 124.3211 | 0.17709 | 0.76301 | 1
ALL | HIV | 124.3887 | 0.17724 | 0.76301 | 1
ALL | HIV | 124.4019 | 0.1774 | 0.76301 | 1
ALL | HIV | 124.423 | 0.17755 | 0.76303 | 1
ALL | HIV | 124.4776 | 0.17771 | 0.76303 | 1
ALL | HIV | 124.4836 | 0.17786 | 0.76303 | 1
ALL | HIV | 124.5072 | 0.17802 | 0.76306 | 1
ALL | HIV | 124.5358 | 0.17817 | 0.76311 | 1
ALL | HIV | 124.5665 | 0.17833 | 0.76312 | 1
ALL | HIV | 124.5705 | 0.17848 | 0.76313 | 1
ALL | HIV | 124.6743 | 0.17864 | 0.76314 | 1
ALL | HIV | 124.7226 | 0.17879 | 0.76315 | 1
ALL | HIV | 124.7277 | 0.17895 | 0.76316 | 1
ALL | HIV | 124.73 | 0.1791 | 0.7632 | 1
ALL | HIV | 124.7566 | 0.17926 | 0.76325 | 1
ALL | HIV | 124.78 | 0.17941 | 0.76327 | 1
ALL | HIV | 124.82 | 0.17957 | 0.76327 | 1
ALL | HIV | 124.8369 | 0.17973 | 0.76327 | 1
ALL | HIV | 124.8521 | 0.17988 | 0.76327 | 1
ALL | HIV | 124.8597 | 0.18004 | 0.76328 | 1
ALL | HIV | 124.89 | 0.18019 | 0.76354 | 1
ALL | HIV | 125.007 | 0.18035 | 0.76356 | 1
ALL | HIV | 125.0463 | 0.1805 | 0.76357 | 1
ALL | HIV | 125.07 | 0.18066 | 0.76368 | 1
ALL | HIV | 125.088 | 0.18081 | 0.76371 | 1
ALL | HIV | 125.1077 | 0.18113 | 0.76371 | 2
ALL | HIV | 125.2304 | 0.18128 | 0.76372 | 1
ALL | HIV | 125.2444 | 0.18144 | 0.76409 | 1
ALL | HIV | 125.2977 | 0.18159 | 0.76411 | 1
ALL | HIV | 125.3572 | 0.18175 | 0.7642 | 1
ALL | HIV | 125.3874 | 0.1819 | 0.7642 | 1
ALL | HIV | 125.5438 | 0.18206 | 0.7642 | 1
ALL | HIV | 125.562 | 0.18222 | 0.7642 | 1
ALL | HIV | 125.7 | 0.18237 | 0.76421 | 1
ALL | HIV | 125.7056 | 0.18253 | 0.76424 | 1
ALL | HIV | 125.72 | 0.18269 | 0.76424 | 1
ALL | HIV | 125.74 | 0.18284 | 0.76426 | 1
ALL | HIV | 125.78 | 0.183 | 0.76426 | 1
ALL | HIV | 125.87 | 0.18316 | 0.76429 | 1
ALL | HIV | 125.9344 | 0.18331 | 0.76429 | 1
ALL | HIV | 125.96 | 0.18347 | 0.76432 | 1
ALL | HIV | 125.9775 | 0.18363 | 0.76432 | 1
ALL | HIV | 126.048 | 0.18378 | 0.76432 | 1
ALL | HIV | 126.05 | 0.18394 | 0.76433 | 1
ALL | HIV | 126.12 | 0.1841 | 0.76437 | 1
ALL | HIV | 126.121 | 0.18425 | 0.76446 | 1
ALL | HIV | 126.1312 | 0.18441 | 0.76447 | 1
ALL | HIV | 126.17 | 0.18457 | 0.76448 | 1
ALL | HIV | 126.1954 | 0.18472 | 0.76449 | 1
ALL | HIV | 126.2198 | 0.18488 | 0.7645 | 1
ALL | HIV | 126.3271 | 0.18504 | 0.7645 | 1
ALL | HIV | 126.41 | 0.1852 | 0.76483 | 1
ALL | HIV | 126.43 | 0.18535 | 0.76484 | 1
ALL | HIV | 126.484 | 0.18551 | 0.76484 | 1
ALL | HIV | 126.5104 | 0.18567 | 0.76489 | 1
ALL | HIV | 126.59 | 0.18583 | 0.76489 | 1
ALL | HIV | 126.7405 | 0.18598 | 0.76492 | 1
ALL | HIV | 126.775 | 0.18614 | 0.76492 | 1
ALL | HIV | 126.78 | 0.1863 | 0.76498 | 1
ALL | HIV | 126.8112 | 0.18646 | 0.76498 | 1
ALL | HIV | 126.84 | 0.18662 | 0.76499 | 1
ALL | HIV | 126.884 | 0.18677 | 0.76502 | 1
ALL | HIV | 126.93 | 0.18693 | 0.76511 | 1
ALL | HIV | 127.04 | 0.18709 | 0.76533 | 1
ALL | HIV | 127.058 | 0.18725 | 0.76533 | 1
ALL | HIV | 127.2128 | 0.18741 | 0.76534 | 1
ALL | HIV | 127.2721 | 0.18756 | 0.76555 | 1
ALL | HIV | 127.2977 | 0.18772 | 0.76556 | 1
ALL | HIV | 127.35 | 0.18788 | 0.76556 | 1
ALL | HIV | 127.4508 | 0.18804 | 0.76556 | 1
ALL | HIV | 127.4771 | 0.1882 | 0.76558 | 1
ALL | HIV | 127.499 | 0.18836 | 0.76561 | 1
ALL | HIV | 127.5281 | 0.18852 | 0.76562 | 1
ALL | HIV | 127.6256 | 0.18867 | 0.76564 | 1
ALL | HIV | 127.629 | 0.18883 | 0.76564 | 1
ALL | HIV | 127.75 | 0.18899 | 0.76564 | 1
ALL | HIV | 127.9305 | 0.18915 | 0.76565 | 1
ALL | HIV | 127.9811 | 0.18931 | 0.76565 | 1
ALL | HIV | 128.14 | 0.18947 | 0.76569 | 1
ALL | HIV | 128.17 | 0.18963 | 0.76623 | 1
ALL | HIV | 128.2561 | 0.18979 | 0.76656 | 1
ALL | HIV | 128.27 | 0.18995 | 0.76656 | 1
ALL | HIV | 128.2819 | 0.19011 | 0.76657 | 1
ALL | HIV | 128.3949 | 0.19027 | 0.76657 | 1
ALL | HIV | 128.3975 | 0.19043 | 0.76666 | 1
ALL | HIV | 128.46 | 0.19059 | 0.7667 | 1
ALL | HIV | 128.5003 | 0.19075 | 0.76676 | 1
ALL | HIV | 128.5391 | 0.19091 | 0.76676 | 1
ALL | HIV | 128.5758 | 0.19107 | 0.76679 | 1
ALL | HIV | 128.6212 | 0.19123 | 0.76686 | 1
ALL | HIV | 128.64 | 0.19139 | 0.76687 | 1
ALL | HIV | 128.6822 | 0.19155 | 0.76689 | 1
ALL | HIV | 128.6831 | 0.19171 | 0.76691 | 1
ALL | HIV | 128.7722 | 0.19187 | 0.76691 | 1
ALL | HIV | 128.89 | 0.19203 | 0.76705 | 1
ALL | HIV | 128.96 | 0.19219 | 0.76711 | 1
ALL | HIV | 128.9691 | 0.19235 | 0.76711 | 1
ALL | HIV | 129.0176 | 0.19251 | 0.76711 | 1
ALL | HIV | 129.06 | 0.19267 | 0.76716 | 1
ALL | HIV | 129.0615 | 0.19283 | 0.76727 | 1
ALL | HIV | 129.07 | 0.19299 | 0.76733 | 1
ALL | HIV | 129.1 | 0.19315 | 0.76735 | 1
ALL | HIV | 129.1254 | 0.19331 | 0.76736 | 1
ALL | HIV | 129.23 | 0.19347 | 0.76754 | 1
ALL | HIV | 129.2361 | 0.19363 | 0.76754 | 1
ALL | HIV | 129.2618 | 0.1938 | 0.76776 | 1
ALL | HIV | 129.4142 | 0.19396 | 0.76776 | 1
ALL | HIV | 129.6407 | 0.19412 | 0.76778 | 1
ALL | HIV | 129.6784 | 0.19428 | 0.76778 | 1
ALL | HIV | 129.69 | 0.19444 | 0.76806 | 1
ALL | HIV | 129.9756 | 0.1946 | 0.76807 | 1
ALL | HIV | 129.99 | 0.19476 | 0.7683 | 1
ALL | HIV | 130.0572 | 0.19493 | 0.76831 | 1
ALL | HIV | 130.08 | 0.19509 | 0.76834 | 1
ALL | HIV | 130.17 | 0.19525 | 0.76878 | 1
ALL | HIV | 130.2333 | 0.19541 | 0.76878 | 1
ALL | HIV | 130.36 | 0.19574 | 0.769 | 2
ALL | HIV | 130.37 | 0.1959 | 0.76901 | 1
ALL | HIV | 130.38 | 0.19606 | 0.76902 | 1
ALL | HIV | 130.4298 | 0.19622 | 0.76909 | 1
ALL | HIV | 130.4576 | 0.19639 | 0.76909 | 1
ALL | HIV | 130.4803 | 0.19655 | 0.7691 | 1
ALL | HIV | 130.5066 | 0.19671 | 0.76927 | 1
ALL | HIV | 130.73 | 0.19687 | 0.76949 | 1
ALL | HIV | 130.9145 | 0.19704 | 0.7695 | 1
ALL | HIV | 130.95 | 0.1972 | 0.7698 | 1
ALL | HIV | 130.9622 | 0.19736 | 0.77003 | 1
ALL | HIV | 131.0105 | 0.19752 | 0.77003 | 1
ALL | HIV | 131.02 | 0.19769 | 0.77004 | 1
ALL | HIV | 131.03 | 0.19785 | 0.77005 | 1
ALL | HIV | 131.0625 | 0.19801 | 0.77005 | 1
ALL | HIV | 131.2 | 0.19818 | 0.7701 | 1
ALL | HIV | 131.254 | 0.19834 | 0.7701 | 1
ALL | HIV | 131.3468 | 0.1985 | 0.77012 | 1
ALL | HIV | 131.3809 | 0.19867 | 0.77012 | 1
ALL | HIV | 131.3914 | 0.19883 | 0.77013 | 1
ALL | HIV | 131.3977 | 0.19916 | 0.77014 | 2
ALL | HIV | 131.4703 | 0.19932 | 0.77015 | 1
ALL | HIV | 131.4753 | 0.19949 | 0.77015 | 1
ALL | HIV | 131.54 | 0.19965 | 0.7703 | 1
ALL | HIV | 131.63 | 0.19998 | 0.77035 | 2
ALL | HIV | 131.7 | 0.20014 | 0.77037 | 1
ALL | HIV | 131.84 | 0.2003 | 0.77072 | 1
ALL | HIV | 131.903 | 0.20047 | 0.77072 | 1
ALL | HIV | 132.0135 | 0.20063 | 0.77073 | 1
ALL | HIV | 132.0136 | 0.2008 | 0.77073 | 1
ALL | HIV | 132.1872 | 0.20096 | 0.77074 | 1
ALL | HIV | 132.2367 | 0.20113 | 0.77077 | 1
ALL | HIV | 132.36 | 0.20129 | 0.77077 | 1
ALL | HIV | 132.37 | 0.20146 | 0.77277 | 1
ALL | HIV | 132.395 | 0.20162 | 0.77278 | 1
ALL | HIV | 132.422 | 0.20179 | 0.77279 | 1
ALL | HIV | 132.4337 | 0.20195 | 0.7728 | 1
ALL | HIV | 132.4613 | 0.20211 | 0.7728 | 1
ALL | HIV | 132.5293 | 0.20228 | 0.77281 | 1
ALL | HIV | 132.6 | 0.20261 | 0.77292 | 2
ALL | HIV | 132.6443 | 0.20277 | 0.77292 | 1
ALL | HIV | 132.6531 | 0.20294 | 0.77293 | 1
ALL | HIV | 132.76 | 0.2031 | 0.77293 | 1
ALL | HIV | 132.9 | 0.20327 | 0.77312 | 1
ALL | HIV | 133.011 | 0.20344 | 0.77312 | 1
ALL | HIV | 133.05 | 0.2036 | 0.77316 | 1
ALL | HIV | 133.35 | 0.20377 | 0.77327 | 1
ALL | HIV | 133.37 | 0.20393 | 0.77329 | 1
ALL | HIV | 133.45 | 0.2041 | 0.7734 | 1
ALL | HIV | 133.4614 | 0.20427 | 0.77345 | 1
ALL | HIV | 133.4758 | 0.20443 | 0.77363 | 1
ALL | HIV | 133.477 | 0.2046 | 0.77364 | 1
ALL | HIV | 133.49 | 0.20476 | 0.77378 | 1
ALL | HIV | 133.5085 | 0.20493 | 0.77378 | 1
ALL | HIV | 133.5505 | 0.2051 | 0.77379 | 1
ALL | HIV | 133.5975 | 0.20526 | 0.77379 | 1
ALL | HIV | 133.89 | 0.20543 | 0.77385 | 1
ALL | HIV | 133.93 | 0.2056 | 0.77568 | 1
ALL | HIV | 134.0388 | 0.20576 | 0.7757 | 1
ALL | HIV | 134.2545 | 0.20593 | 0.7757 | 1
ALL | HIV | 134.3603 | 0.2061 | 0.77571 | 1
ALL | HIV | 134.38 | 0.20626 | 0.77572 | 1
ALL | HIV | 134.41 | 0.20643 | 0.77573 | 1
ALL | HIV | 134.4762 | 0.2066 | 0.77573 | 1
ALL | HIV | 134.599 | 0.20677 | 0.77573 | 1
ALL | HIV | 134.615 | 0.20693 | 0.77573 | 1
ALL | HIV | 134.6397 | 0.2071 | 0.77574 | 1
ALL | HIV | 134.65 | 0.20727 | 0.77576 | 1
ALL | HIV | 134.9 | 0.20744 | 0.77581 | 1
ALL | HIV | 134.93 | 0.2076 | 0.77593 | 1
ALL | HIV | 134.95 | 0.20777 | 0.77594 | 1
ALL | HIV | 134.9651 | 0.20794 | 0.77599 | 1
ALL | HIV | 134.9921 | 0.20811 | 0.77599 | 1
ALL | HIV | 135.0198 | 0.20828 | 0.77599 | 1
ALL | HIV | 135.13 | 0.20844 | 0.77609 | 1
ALL | HIV | 135.2334 | 0.20861 | 0.77652 | 1
ALL | HIV | 135.3 | 0.20878 | 0.77761 | 1
ALL | HIV | 135.4712 | 0.20895 | 0.77762 | 1
ALL | HIV | 135.6 | 0.20912 | 0.7777 | 1
ALL | HIV | 135.769 | 0.20929 | 0.7777 | 1
ALL | HIV | 135.7772 | 0.20946 | 0.77776 | 1
ALL | HIV | 135.8178 | 0.20963 | 0.77779 | 1
ALL | HIV | 135.82 | 0.20979 | 0.77782 | 1
ALL | HIV | 135.8722 | 0.20996 | 0.77784 | 1
ALL | HIV | 135.9 | 0.21013 | 0.77785 | 1
ALL | HIV | 135.9313 | 0.2103 | 0.77786 | 1
ALL | HIV | 135.9678 | 0.21047 | 0.77786 | 1
ALL | HIV | 135.9824 | 0.21064 | 0.77786 | 1
ALL | HIV | 136.0704 | 0.21081 | 0.77789 | 1
ALL | HIV | 136.1 | 0.21098 | 0.7779 | 1
ALL | HIV | 136.15 | 0.21115 | 0.77794 | 1
ALL | HIV | 136.1858 | 0.21132 | 0.77794 | 1
ALL | HIV | 136.2182 | 0.21149 | 0.77796 | 1
ALL | HIV | 136.29 | 0.21166 | 0.77814 | 1
ALL | HIV | 136.3045 | 0.21183 | 0.77814 | 1
ALL | HIV | 136.31 | 0.212 | 0.77847 | 1
ALL | HIV | 136.5556 | 0.21217 | 0.77848 | 1
ALL | HIV | 136.5591 | 0.21234 | 0.77848 | 1
ALL | HIV | 136.6405 | 0.21251 | 0.7785 | 1
ALL | HIV | 136.6735 | 0.21268 | 0.77859 | 1
ALL | HIV | 136.6954 | 0.21285 | 0.7786 | 1
ALL | HIV | 136.72 | 0.21302 | 0.77934 | 1
ALL | HIV | 136.77 | 0.21319 | 0.77935 | 1
ALL | HIV | 136.8 | 0.21336 | 0.77944 | 1
ALL | HIV | 136.8213 | 0.21353 | 0.77944 | 1
ALL | HIV | 136.8839 | 0.2137 | 0.77957 | 1
ALL | HIV | 136.8842 | 0.21387 | 0.77959 | 1
ALL | HIV | 136.9916 | 0.21404 | 0.77965 | 1
ALL | HIV | 136.9939 | 0.21421 | 0.77965 | 1
ALL | HIV | 136.9941 | 0.21438 | 0.77965 | 1
ALL | HIV | 137.0315 | 0.21455 | 0.77965 | 1
ALL | HIV | 137.1733 | 0.21472 | 0.77972 | 1
ALL | HIV | 137.3852 | 0.21489 | 0.77973 | 1
ALL | HIV | 137.4905 | 0.21506 | 0.77973 | 1
ALL | HIV | 137.51 | 0.21523 | 0.77973 | 1
ALL | HIV | 137.5489 | 0.2154 | 0.77974 | 1
ALL | HIV | 137.5855 | 0.21558 | 0.77975 | 1
ALL | HIV | 137.63 | 0.21575 | 0.78045 | 1
ALL | HIV | 137.7889 | 0.21592 | 0.78045 | 1
ALL | HIV | 137.83 | 0.21609 | 0.78115 | 1
ALL | HIV | 137.85 | 0.21626 | 0.78117 | 1
ALL | HIV | 137.93 | 0.21643 | 0.78157 | 1
ALL | HIV | 137.97 | 0.2166 | 0.78159 | 1
ALL | HIV | 138 | 0.21678 | 0.78163 | 1
ALL | HIV | 138.0704 | 0.21695 | 0.78163 | 1
ALL | HIV | 138.0905 | 0.21712 | 0.78164 | 1
ALL | HIV | 138.1746 | 0.21729 | 0.78165 | 1
ALL | HIV | 138.1909 | 0.21746 | 0.78168 | 1
ALL | HIV | 138.1982 | 0.21764 | 0.78168 | 1
ALL | HIV | 138.22 | 0.21781 | 0.78229 | 1
ALL | HIV | 138.37 | 0.21798 | 0.78235 | 1
ALL | HIV | 138.4048 | 0.21815 | 0.78235 | 1
ALL | HIV | 138.45 | 0.21832 | 0.78252 | 1
ALL | HIV | 138.5035 | 0.2185 | 0.78253 | 1
ALL | HIV | 138.53 | 0.21867 | 0.78274 | 1
ALL | HIV | 138.54 | 0.21884 | 0.78287 | 1
ALL | HIV | 138.6119 | 0.21901 | 0.78295 | 1
ALL | HIV | 138.6665 | 0.21919 | 0.78295 | 1
ALL | HIV | 138.6772 | 0.21936 | 0.78295 | 1
ALL | HIV | 138.68 | 0.21953 | 0.78306 | 1
ALL | HIV | 138.6873 | 0.2197 | 0.78308 | 1
ALL | HIV | 138.7045 | 0.21988 | 0.78308 | 1
ALL | HIV | 138.706 | 0.22005 | 0.78308 | 1
ALL | HIV | 138.7092 | 0.22022 | 0.78312 | 1
ALL | HIV | 138.7207 | 0.22039 | 0.78313 | 1
ALL | HIV | 138.8048 | 0.22057 | 0.78313 | 1
ALL | HIV | 138.88 | 0.22074 | 0.78316 | 1
ALL | HIV | 138.89 | 0.22109 | 0.78325 | 2
ALL | HIV | 139.0269 | 0.22126 | 0.78326 | 1
ALL | HIV | 139.08 | 0.22143 | 0.78327 | 1
ALL | HIV | 139.1 | 0.22161 | 0.78328 | 1
ALL | HIV | 139.19 | 0.22178 | 0.78337 | 1
ALL | HIV | 139.2446 | 0.22195 | 0.78338 | 1
ALL | HIV | 139.2845 | 0.22213 | 0.78339 | 1
ALL | HIV | 139.3159 | 0.2223 | 0.78341 | 1
ALL | HIV | 139.3638 | 0.22247 | 0.78341 | 1
ALL | HIV | 139.46 | 0.22299 | 0.78355 | 3
ALL | HIV | 139.51 | 0.22317 | 0.78358 | 1
ALL | HIV | 139.5224 | 0.22334 | 0.78358 | 1
ALL | HIV | 139.53 | 0.22351 | 0.78392 | 1
ALL | HIV | 139.57 | 0.22369 | 0.78401 | 1
ALL | HIV | 139.58 | 0.22386 | 0.78422 | 1
ALL | HIV | 139.5976 | 0.22403 | 0.78425 | 1
ALL | HIV | 139.6026 | 0.22421 | 0.78427 | 1
ALL | HIV | 139.63 | 0.22438 | 0.7844 | 1
ALL | HIV | 139.75 | 0.22456 | 0.78448 | 1
ALL | HIV | 139.8007 | 0.22473 | 0.78449 | 1
ALL | HIV | 140 | 0.2249 | 0.78452 | 1
ALL | HIV | 140.054 | 0.22508 | 0.78459 | 1
ALL | HIV | 140.08 | 0.22525 | 0.78459 | 1
ALL | HIV | 140.2161 | 0.22543 | 0.78459 | 1
ALL | HIV | 140.31 | 0.2256 | 0.78478 | 1
ALL | HIV | 140.33 | 0.22578 | 0.78507 | 1
ALL | HIV | 140.3587 | 0.22595 | 0.78508 | 1
ALL | HIV | 140.3916 | 0.22613 | 0.78508 | 1
ALL | HIV | 140.4583 | 0.2263 | 0.7852 | 1
ALL | HIV | 140.46 | 0.22648 | 0.78522 | 1
ALL | HIV | 140.5287 | 0.22665 | 0.78522 | 1
ALL | HIV | 140.59 | 0.22683 | 0.78525 | 1
ALL | HIV | 140.6746 | 0.227 | 0.78525 | 1
ALL | HIV | 140.69 | 0.22718 | 0.78526 | 1
ALL | HIV | 140.73 | 0.22735 | 0.78529 | 1
ALL | HIV | 140.8692 | 0.22753 | 0.7853 | 1
ALL | HIV | 140.88 | 0.2277 | 0.78542 | 1
ALL | HIV | 140.9982 | 0.22788 | 0.78548 | 1
ALL | HIV | 141.0014 | 0.22805 | 0.78552 | 1
ALL | HIV | 141.0101 | 0.22823 | 0.78552 | 1
ALL | HIV | 141.08 | 0.2284 | 0.78567 | 1
ALL | HIV | 141.096 | 0.22858 | 0.78567 | 1
ALL | HIV | 141.0973 | 0.22875 | 0.78568 | 1
ALL | HIV | 141.11 | 0.22893 | 0.78575 | 1
ALL | HIV | 141.1528 | 0.22911 | 0.78581 | 1
ALL | HIV | 141.1944 | 0.22928 | 0.78581 | 1
ALL | HIV | 141.21 | 0.22946 | 0.78582 | 1
ALL | HIV | 141.27 | 0.22963 | 0.78585 | 1
ALL | HIV | 141.3726 | 0.22981 | 0.78589 | 1
ALL | HIV | 141.5123 | 0.22998 | 0.78589 | 1
ALL | HIV | 141.6261 | 0.23016 | 0.7859 | 1
ALL | HIV | 141.6438 | 0.23034 | 0.78591 | 1
ALL | HIV | 141.6682 | 0.23051 | 0.78591 | 1
ALL | HIV | 141.73 | 0.23069 | 0.78594 | 1
ALL | HIV | 141.7789 | 0.23087 | 0.78594 | 1
ALL | HIV | 141.8492 | 0.23104 | 0.78594 | 1
ALL | HIV | 142 | 0.23122 | 0.78594 | 1
ALL | HIV | 142.0431 | 0.2314 | 0.78609 | 1
ALL | HIV | 142.0441 | 0.23157 | 0.7861 | 1
ALL | HIV | 142.2528 | 0.23175 | 0.78612 | 1
ALL | HIV | 142.3 | 0.23193 | 0.78619 | 1
ALL | HIV | 142.4095 | 0.2321 | 0.7862 | 1
ALL | HIV | 142.45 | 0.23228 | 0.78622 | 1
ALL | HIV | 142.47 | 0.23246 | 0.78623 | 1
ALL | HIV | 142.51 | 0.23264 | 0.78807 | 1
ALL | HIV | 142.5497 | 0.23281 | 0.78807 | 1
ALL | HIV | 142.5632 | 0.23299 | 0.78807 | 1
ALL | HIV | 142.67 | 0.23317 | 0.78819 | 1
ALL | HIV | 142.6885 | 0.23352 | 0.7882 | 2
ALL | HIV | 142.7295 | 0.2337 | 0.78821 | 1
ALL | HIV | 142.758 | 0.23388 | 0.78823 | 1
ALL | HIV | 142.9 | 0.23406 | 0.78827 | 1
ALL | HIV | 143.0474 | 0.23423 | 0.7883 | 1
ALL | HIV | 143.0494 | 0.23441 | 0.78858 | 1
ALL | HIV | 143.06 | 0.23477 | 0.78877 | 2
ALL | HIV | 143.0639 | 0.23495 | 0.78877 | 1
ALL | HIV | 143.3656 | 0.23512 | 0.78878 | 1
ALL | HIV | 143.39 | 0.2353 | 0.78888 | 1
ALL | HIV | 143.4409 | 0.23548 | 0.78888 | 1
ALL | HIV | 143.4944 | 0.23566 | 0.78888 | 1
ALL | HIV | 143.5109 | 0.23584 | 0.78888 | 1
ALL | HIV | 143.54 | 0.23602 | 0.78892 | 1
ALL | HIV | 143.6479 | 0.2362 | 0.78897 | 1
ALL | HIV | 143.68 | 0.23638 | 0.78915 | 1
ALL | HIV | 143.7121 | 0.23655 | 0.78916 | 1
ALL | HIV | 143.8436 | 0.23673 | 0.78916 | 1
ALL | HIV | 143.94 | 0.23691 | 0.78917 | 1
ALL | HIV | 143.9449 | 0.23709 | 0.78918 | 1
ALL | HIV | 143.96 | 0.23727 | 0.7893 | 1
ALL | HIV | 143.9794 | 0.23745 | 0.7893 | 1
ALL | HIV | 144.0385 | 0.23763 | 0.7893 | 1
ALL | HIV | 144.06 | 0.23781 | 0.78942 | 1
ALL | HIV | 144.068 | 0.23799 | 0.78942 | 1
ALL | HIV | 144.0807 | 0.23817 | 0.78942 | 1
ALL | HIV | 144.0869 | 0.23835 | 0.78959 | 1
ALL | HIV | 144.4188 | 0.23853 | 0.78961 | 1
ALL | HIV | 144.4346 | 0.23871 | 0.78962 | 1
ALL | HIV | 144.4438 | 0.23889 | 0.78962 | 1
ALL | HIV | 144.4492 | 0.23906 | 0.78962 | 1
ALL | HIV | 144.4629 | 0.23924 | 0.78963 | 1
ALL | HIV | 144.5223 | 0.23942 | 0.78963 | 1
ALL | HIV | 144.6359 | 0.2396 | 0.78964 | 1
ALL | HIV | 144.6532 | 0.23978 | 0.78966 | 1
ALL | HIV | 144.76 | 0.23996 | 0.79281 | 1
ALL | HIV | 144.79 | 0.24014 | 0.79282 | 1
ALL | HIV | 144.8084 | 0.24032 | 0.79282 | 1
ALL | HIV | 144.83 | 0.24051 | 0.79291 | 1
ALL | HIV | 144.8349 | 0.24069 | 0.79291 | 1
ALL | HIV | 144.8643 | 0.24087 | 0.7932 | 1
ALL | HIV | 144.87 | 0.24105 | 0.79321 | 1
ALL | HIV | 144.93 | 0.24123 | 0.79322 | 1
ALL | HIV | 144.9458 | 0.24141 | 0.79323 | 1
ALL | HIV | 144.96 | 0.24159 | 0.79326 | 1
ALL | HIV | 144.9646 | 0.24177 | 0.79327 | 1
ALL | HIV | 144.97 | 0.24195 | 0.79332 | 1
ALL | HIV | 144.9815 | 0.24213 | 0.79334 | 1
ALL | HIV | 144.9817 | 0.24231 | 0.79334 | 1
ALL | HIV | 144.9868 | 0.24249 | 0.79334 | 1
ALL | HIV | 145.0061 | 0.24267 | 0.79335 | 1
ALL | HIV | 145.0201 | 0.24285 | 0.79335 | 1
ALL | HIV | 145.1823 | 0.24303 | 0.79337 | 1
ALL | HIV | 145.2509 | 0.24321 | 0.79337 | 1
ALL | HIV | 145.3006 | 0.24339 | 0.7934 | 1
ALL | HIV | 145.3098 | 0.24357 | 0.7934 | 1
ALL | HIV | 145.35 | 0.24375 | 0.79352 | 1
ALL | HIV | 145.39 | 0.24393 | 0.79353 | 1
ALL | HIV | 145.5553 | 0.24412 | 0.79353 | 1
ALL | HIV | 145.616 | 0.2443 | 0.79354 | 1
ALL | HIV | 145.7454 | 0.24448 | 0.79355 | 1
ALL | HIV | 145.76 | 0.24466 | 0.79417 | 1
ALL | HIV | 145.8313 | 0.24484 | 0.79417 | 1
ALL | HIV | 145.8386 | 0.24502 | 0.79418 | 1
ALL | HIV | 145.9046 | 0.2452 | 0.79419 | 1
ALL | HIV | 145.9654 | 0.24539 | 0.79419 | 1
ALL | HIV | 146.11 | 0.24557 | 0.7945 | 1
ALL | HIV | 146.37 | 0.24575 | 0.79457 | 1
ALL | HIV | 146.4024 | 0.24593 | 0.79457 | 1
ALL | HIV | 146.4178 | 0.24611 | 0.79457 | 1
ALL | HIV | 146.43 | 0.2463 | 0.79457 | 1
ALL | HIV | 146.52 | 0.24648 | 0.79459 | 1
ALL | HIV | 146.5451 | 0.24666 | 0.79459 | 1
ALL | HIV | 146.66 | 0.24684 | 0.79462 | 1
ALL | HIV | 146.7043 | 0.24703 | 0.79463 | 1
ALL | HIV | 146.75 | 0.24721 | 0.79464 | 1
ALL | HIV | 146.8247 | 0.24739 | 0.79467 | 1
ALL | HIV | 146.9019 | 0.24757 | 0.79467 | 1
ALL | HIV | 146.9987 | 0.24776 | 0.7947 | 1
ALL | HIV | 147.0875 | 0.24794 | 0.79471 | 1
ALL | HIV | 147.09 | 0.24812 | 0.79471 | 1
ALL | HIV | 147.1662 | 0.24831 | 0.79479 | 1
ALL | HIV | 147.3182 | 0.24849 | 0.7948 | 1
ALL | HIV | 147.3803 | 0.24867 | 0.79482 | 1
ALL | HIV | 147.3942 | 0.24886 | 0.79482 | 1
ALL | HIV | 147.42 | 0.24904 | 0.79503 | 1
ALL | HIV | 147.66 | 0.24922 | 0.7951 | 1
ALL | HIV | 147.671 | 0.24941 | 0.79511 | 1
ALL | HIV | 147.7234 | 0.24959 | 0.79512 | 1
ALL | HIV | 147.7512 | 0.24978 | 0.79512 | 1
ALL | HIV | 147.9377 | 0.24996 | 0.79513 | 1
ALL | HIV | 147.96 | 0.25014 | 0.79516 | 1
ALL | HIV | 148.16 | 0.25033 | 0.7952 | 1
ALL | HIV | 148.2576 | 0.25051 | 0.79521 | 1
ALL | HIV | 148.27 | 0.2507 | 0.7954 | 1
ALL | HIV | 148.2828 | 0.25088 | 0.7954 | 1
ALL | HIV | 148.2997 | 0.25107 | 0.7954 | 1
ALL | HIV | 148.3238 | 0.25125 | 0.7954 | 1
ALL | HIV | 148.3525 | 0.25144 | 0.7954 | 1
ALL | HIV | 148.4573 | 0.25162 | 0.79541 | 1
ALL | HIV | 148.5197 | 0.2518 | 0.79542 | 1
ALL | HIV | 148.5624 | 0.25199 | 0.79542 | 1
ALL | HIV | 148.661 | 0.25217 | 0.79542 | 1
ALL | HIV | 148.6669 | 0.25236 | 0.79542 | 1
ALL | HIV | 148.8117 | 0.25254 | 0.79542 | 1
ALL | HIV | 148.8146 | 0.25273 | 0.79544 | 1
ALL | HIV | 149.02 | 0.25292 | 0.79547 | 1
ALL | HIV | 149.058 | 0.2531 | 0.79547 | 1
ALL | HIV | 149.0825 | 0.25329 | 0.79547 | 1
ALL | HIV | 149.359 | 0.25347 | 0.79547 | 1
ALL | HIV | 149.39 | 0.25366 | 0.79548 | 1
ALL | HIV | 149.42 | 0.25384 | 0.79551 | 1
ALL | HIV | 149.47 | 0.25403 | 0.79551 | 1
ALL | HIV | 149.59 | 0.25422 | 0.79551 | 1
ALL | HIV | 149.67 | 0.2544 | 0.79552 | 1
ALL | HIV | 149.68 | 0.25459 | 0.79553 | 1
ALL | HIV | 149.7268 | 0.25478 | 0.79553 | 1
ALL | HIV | 149.7482 | 0.25496 | 0.79553 | 1
ALL | HIV | 149.85 | 0.25515 | 0.79561 | 1
ALL | HIV | 149.95 | 0.25533 | 0.79576 | 1
ALL | HIV | 150.2203 | 0.25552 | 0.79635 | 1
ALL | HIV | 150.2264 | 0.25571 | 0.79636 | 1
ALL | HIV | 150.2876 | 0.2559 | 0.79636 | 1
ALL | HIV | 150.318 | 0.25608 | 0.79636 | 1
ALL | HIV | 150.3657 | 0.25627 | 0.79637 | 1
ALL | HIV | 150.5 | 0.25646 | 0.79654 | 1
ALL | HIV | 150.54 | 0.25664 | 0.79655 | 1
ALL | HIV | 150.6 | 0.25683 | 0.79848 | 1
ALL | HIV | 150.6906 | 0.25702 | 0.79849 | 1
ALL | HIV | 150.75 | 0.25721 | 0.79849 | 1
ALL | HIV | 150.77 | 0.25739 | 0.79862 | 1
ALL | HIV | 150.8138 | 0.25758 | 0.79862 | 1
ALL | HIV | 150.8198 | 0.25777 | 0.79885 | 1
ALL | HIV | 150.91 | 0.25796 | 0.79888 | 1
ALL | HIV | 151.0015 | 0.25815 | 0.79889 | 1
ALL | HIV | 151.03 | 0.25833 | 0.799 | 1
ALL | HIV | 151.036 | 0.25852 | 0.799 | 1
ALL | HIV | 151.05 | 0.25871 | 0.79905 | 1
ALL | HIV | 151.12 | 0.2589 | 0.79912 | 1
ALL | HIV | 151.1382 | 0.25909 | 0.79915 | 1
ALL | HIV | 151.1838 | 0.25927 | 0.79916 | 1
ALL | HIV | 151.21 | 0.25946 | 0.79944 | 1
ALL | HIV | 151.45 | 0.25965 | 0.7995 | 1
ALL | HIV | 151.5042 | 0.25984 | 0.7995 | 1
ALL | HIV | 151.54 | 0.26003 | 0.79951 | 1
ALL | HIV | 151.5714 | 0.26022 | 0.79951 | 1
ALL | HIV | 151.5811 | 0.2604 | 0.79952 | 1
ALL | HIV | 151.66 | 0.26059 | 0.79955 | 1
ALL | HIV | 151.719 | 0.26078 | 0.79957 | 1
ALL | HIV | 151.76 | 0.26097 | 0.7996 | 1
ALL | HIV | 151.77 | 0.26116 | 0.79997 | 1
ALL | HIV | 151.8786 | 0.26135 | 0.79997 | 1
ALL | HIV | 151.8873 | 0.26154 | 0.79998 | 1
ALL | HIV | 151.89 | 0.26173 | 0.79998 | 1
ALL | HIV | 152.0672 | 0.26192 | 0.80001 | 1
ALL | HIV | 152.0963 | 0.26211 | 0.80002 | 1
ALL | HIV | 152.1 | 0.26229 | 0.8003 | 1
ALL | HIV | 152.19 | 0.26248 | 0.80044 | 1
ALL | HIV | 152.2272 | 0.26267 | 0.80044 | 1
ALL | HIV | 152.2323 | 0.26286 | 0.80044 | 1
ALL | HIV | 152.2759 | 0.26305 | 0.80044 | 1
ALL | HIV | 152.284 | 0.26324 | 0.80046 | 1
ALL | HIV | 152.43 | 0.26343 | 0.80046 | 1
ALL | HIV | 152.52 | 0.26362 | 0.8006 | 1
ALL | HIV | 152.53 | 0.26381 | 0.80095 | 1
ALL | HIV | 152.7075 | 0.264 | 0.80108 | 1
ALL | HIV | 152.73 | 0.26419 | 0.80131 | 1
ALL | HIV | 152.75 | 0.26438 | 0.80136 | 1
ALL | HIV | 152.77 | 0.26457 | 0.80147 | 1
ALL | HIV | 152.7931 | 0.26476 | 0.80147 | 1
ALL | HIV | 152.81 | 0.26495 | 0.8015 | 1
ALL | HIV | 152.88 | 0.26514 | 0.8018 | 1
ALL | HIV | 152.9717 | 0.26533 | 0.8018 | 1
ALL | HIV | 153.0292 | 0.26552 | 0.80181 | 1
ALL | HIV | 153.0985 | 0.26571 | 0.80181 | 1
ALL | HIV | 153.12 | 0.2659 | 0.80181 | 1
ALL | HIV | 153.1626 | 0.26609 | 0.80182 | 1
ALL | HIV | 153.2304 | 0.26628 | 0.80183 | 1
ALL | HIV | 153.2464 | 0.26648 | 0.80184 | 1
ALL | HIV | 153.3228 | 0.26667 | 0.80184 | 1
ALL | HIV | 153.3634 | 0.26686 | 0.80184 | 1
ALL | HIV | 153.39 | 0.26705 | 0.80193 | 1
ALL | HIV | 153.43 | 0.26724 | 0.80296 | 1
ALL | HIV | 153.45 | 0.26743 | 0.80296 | 1
ALL | HIV | 153.4986 | 0.26762 | 0.80299 | 1
ALL | HIV | 153.5064 | 0.26781 | 0.803 | 1
ALL | HIV | 153.57 | 0.268 | 0.80302 | 1
ALL | HIV | 153.7087 | 0.26819 | 0.80302 | 1
ALL | HIV | 153.814 | 0.26839 | 0.80381 | 1
ALL | HIV | 153.8739 | 0.26858 | 0.80402 | 1
ALL | HIV | 153.9134 | 0.26877 | 0.80406 | 1
ALL | HIV | 153.9889 | 0.26896 | 0.80406 | 1
ALL | HIV | 154.1011 | 0.26915 | 0.80407 | 1
ALL | HIV | 154.31 | 0.26954 | 0.80407 | 2
ALL | HIV | 154.41 | 0.26973 | 0.80408 | 1
ALL | HIV | 154.4788 | 0.26992 | 0.8041 | 1
ALL | HIV | 154.5 | 0.27011 | 0.80422 | 1
ALL | HIV | 154.5316 | 0.2703 | 0.80425 | 1
ALL | HIV | 154.6026 | 0.2705 | 0.80427 | 1
ALL | HIV | 154.8 | 0.27069 | 0.80444 | 1
ALL | HIV | 154.9824 | 0.27088 | 0.80445 | 1
ALL | HIV | 155.0547 | 0.27108 | 0.80445 | 1
ALL | HIV | 155.35 | 0.27127 | 0.80448 | 1
ALL | HIV | 155.3955 | 0.27146 | 0.80449 | 1
ALL | HIV | 155.4913 | 0.27166 | 0.8045 | 1
ALL | HIV | 155.5806 | 0.27185 | 0.8045 | 1
ALL | HIV | 155.6 | 0.27204 | 0.80452 | 1
ALL | HIV | 155.66 | 0.27224 | 0.8047 | 1
ALL | HIV | 155.6674 | 0.27243 | 0.8047 | 1
ALL | HIV | 155.6923 | 0.27262 | 0.80472 | 1
ALL | HIV | 155.74 | 0.27282 | 0.80474 | 1
ALL | HIV | 155.7791 | 0.27301 | 0.80483 | 1
ALL | HIV | 155.7832 | 0.27321 | 0.80485 | 1
ALL | HIV | 155.8064 | 0.2734 | 0.80485 | 1
ALL | HIV | 155.92 | 0.27359 | 0.80529 | 1
ALL | HIV | 155.9389 | 0.27379 | 0.80529 | 1
ALL | HIV | 155.9692 | 0.27398 | 0.8053 | 1
ALL | HIV | 156.05 | 0.27418 | 0.80536 | 1
ALL | HIV | 156.18 | 0.27437 | 0.80541 | 1
ALL | HIV | 156.2821 | 0.27456 | 0.80542 | 1
ALL | HIV | 156.3939 | 0.27476 | 0.80543 | 1
ALL | HIV | 156.4622 | 0.27495 | 0.80547 | 1
ALL | HIV | 156.52 | 0.27515 | 0.80552 | 1
ALL | HIV | 156.56 | 0.27534 | 0.80552 | 1
ALL | HIV | 156.5717 | 0.27554 | 0.80552 | 1
ALL | HIV | 156.5882 | 0.27573 | 0.80566 | 1
ALL | HIV | 156.59 | 0.27612 | 0.80569 | 2
ALL | HIV | 156.6671 | 0.27632 | 0.80569 | 1
ALL | HIV | 156.7647 | 0.27651 | 0.8057 | 1
ALL | HIV | 156.78 | 0.27671 | 0.80632 | 1
ALL | HIV | 156.84 | 0.2769 | 0.80656 | 1
ALL | HIV | 156.9029 | 0.2771 | 0.80657 | 1
ALL | HIV | 157.0192 | 0.27729 | 0.80657 | 1
ALL | HIV | 157.11 | 0.27749 | 0.80657 | 1
ALL | HIV | 157.2106 | 0.27769 | 0.80658 | 1
ALL | HIV | 157.2699 | 0.27788 | 0.80658 | 1
ALL | HIV | 157.2983 | 0.27808 | 0.80658 | 1
ALL | HIV | 157.3485 | 0.27827 | 0.80658 | 1
ALL | HIV | 157.35 | 0.27847 | 0.8066 | 1
ALL | HIV | 157.5 | 0.27866 | 0.80669 | 1
ALL | HIV | 157.5117 | 0.27886 | 0.80669 | 1
ALL | HIV | 157.52 | 0.27906 | 0.80671 | 1
ALL | HIV | 157.593 | 0.27925 | 0.80671 | 1
ALL | HIV | 157.62 | 0.27945 | 0.80676 | 1
ALL | HIV | 157.6991 | 0.27964 | 0.80676 | 1
ALL | HIV | 157.7065 | 0.27984 | 0.80682 | 1
ALL | HIV | 157.8561 | 0.28004 | 0.80682 | 1
ALL | HIV | 157.8951 | 0.28023 | 0.80688 | 1
ALL | HIV | 157.9377 | 0.28043 | 0.80689 | 1
ALL | HIV | 157.9928 | 0.28063 | 0.80689 | 1
ALL | HIV | 157.9984 | 0.28082 | 0.80689 | 1
ALL | HIV | 158.093 | 0.28102 | 0.80689 | 1
ALL | HIV | 158.1096 | 0.28122 | 0.80689 | 1
ALL | HIV | 158.1783 | 0.28141 | 0.80689 | 1
ALL | HIV | 158.1982 | 0.28161 | 0.80691 | 1
ALL | HIV | 158.4154 | 0.28181 | 0.80697 | 1
ALL | HIV | 158.47 | 0.28201 | 0.80728 | 1
ALL | HIV | 158.4771 | 0.2822 | 0.80728 | 1
ALL | HIV | 158.5673 | 0.2824 | 0.80728 | 1
ALL | HIV | 158.7 | 0.2826 | 0.80748 | 1
ALL | HIV | 158.7146 | 0.28279 | 0.80748 | 1
ALL | HIV | 158.7187 | 0.28299 | 0.80749 | 1
ALL | HIV | 158.7811 | 0.28319 | 0.80749 | 1
ALL | HIV | 158.92 | 0.28339 | 0.80749 | 1
ALL | HIV | 158.957 | 0.28359 | 0.80804 | 1
ALL | HIV | 158.97 | 0.28378 | 0.80804 | 1
ALL | HIV | 159.1051 | 0.28398 | 0.80805 | 1
ALL | HIV | 159.2402 | 0.28418 | 0.80805 | 1
ALL | HIV | 159.3544 | 0.28438 | 0.80805 | 1
ALL | HIV | 159.3688 | 0.28458 | 0.80805 | 1
ALL | HIV | 159.3736 | 0.28477 | 0.80806 | 1
ALL | HIV | 159.4951 | 0.28497 | 0.8081 | 1
ALL | HIV | 159.5057 | 0.28517 | 0.8081 | 1
ALL | HIV | 159.5787 | 0.28537 | 0.80811 | 1
ALL | HIV | 159.6482 | 0.28557 | 0.80811 | 1
ALL | HIV | 159.66 | 0.28577 | 0.80811 | 1
ALL | HIV | 159.78 | 0.28597 | 0.80812 | 1
ALL | HIV | 159.84 | 0.28616 | 0.80815 | 1
ALL | HIV | 159.98 | 0.28636 | 0.80821 | 1
ALL | HIV | 159.9973 | 0.28656 | 0.80821 | 1
ALL | HIV | 160.0072 | 0.28676 | 0.80823 | 1
ALL | HIV | 160.1288 | 0.28696 | 0.80829 | 1
ALL | HIV | 160.18 | 0.28716 | 0.80835 | 1
ALL | HIV | 160.1937 | 0.28736 | 0.80835 | 1
ALL | HIV | 160.246 | 0.28756 | 0.80865 | 1
ALL | HIV | 160.27 | 0.28776 | 0.80865 | 1
ALL | HIV | 160.28 | 0.28796 | 0.80865 | 1
ALL | HIV | 160.3398 | 0.28816 | 0.80882 | 1
ALL | HIV | 160.35 | 0.28836 | 0.80889 | 1
ALL | HIV | 160.3752 | 0.28856 | 0.80889 | 1
ALL | HIV | 160.4058 | 0.28876 | 0.80889 | 1
ALL | HIV | 160.4613 | 0.28896 | 0.80889 | 1
ALL | HIV | 160.5052 | 0.28916 | 0.80889 | 1
ALL | HIV | 160.51 | 0.28936 | 0.80895 | 1
ALL | HIV | 160.5289 | 0.28956 | 0.80895 | 1
ALL | HIV | 160.8111 | 0.28976 | 0.80918 | 1
ALL | HIV | 161.0354 | 0.28996 | 0.80953 | 1
ALL | HIV | 161.1013 | 0.29016 | 0.80953 | 1
ALL | HIV | 161.1073 | 0.29036 | 0.80956 | 1
ALL | HIV | 161.1504 | 0.29056 | 0.80956 | 1
ALL | HIV | 161.29 | 0.29076 | 0.81015 | 1
ALL | HIV | 161.41 | 0.29096 | 0.81039 | 1
ALL | HIV | 161.4443 | 0.29116 | 0.81039 | 1
ALL | HIV | 161.4504 | 0.29136 | 0.81039 | 1
ALL | HIV | 161.51 | 0.29176 | 0.8105 | 2
ALL | HIV | 161.5155 | 0.29196 | 0.8105 | 1
ALL | HIV | 161.55 | 0.29216 | 0.81071 | 1
ALL | HIV | 161.5947 | 0.29237 | 0.81071 | 1
ALL | HIV | 161.6932 | 0.29257 | 0.81072 | 1
ALL | HIV | 161.7 | 0.29277 | 0.8108 | 1
ALL | HIV | 161.8599 | 0.29297 | 0.8108 | 1
ALL | HIV | 161.86 | 0.29317 | 0.81082 | 1
ALL | HIV | 161.9269 | 0.29337 | 0.81083 | 1
ALL | HIV | 161.9556 | 0.29357 | 0.81107 | 1
ALL | HIV | 161.9859 | 0.29378 | 0.81107 | 1
ALL | HIV | 162.3096 | 0.29398 | 0.81107 | 1
ALL | HIV | 162.36 | 0.29418 | 0.8111 | 1
ALL | HIV | 162.5 | 0.29438 | 0.81122 | 1
ALL | HIV | 162.55 | 0.29458 | 0.81142 | 1
ALL | HIV | 162.901 | 0.29479 | 0.81146 | 1
ALL | HIV | 162.9613 | 0.29499 | 0.81146 | 1
ALL | HIV | 162.9729 | 0.29519 | 0.81146 | 1
ALL | HIV | 162.9911 | 0.2954 | 0.81147 | 1
ALL | HIV | 163.0195 | 0.2956 | 0.81147 | 1
ALL | HIV | 163.08 | 0.2958 | 0.81149 | 1
ALL | HIV | 163.09 | 0.296 | 0.81152 | 1
ALL | HIV | 163.1326 | 0.29621 | 0.81152 | 1
ALL | HIV | 163.17 | 0.29641 | 0.81153 | 1
ALL | HIV | 163.1995 | 0.29661 | 0.81154 | 1
ALL | HIV | 163.227 | 0.29682 | 0.81155 | 1
ALL | HIV | 163.2414 | 0.29702 | 0.81155 | 1
ALL | HIV | 163.39 | 0.29722 | 0.81198 | 1
ALL | HIV | 163.51 | 0.29743 | 0.81205 | 1
ALL | HIV | 163.55 | 0.29763 | 0.81206 | 1
ALL | HIV | 163.58 | 0.29783 | 0.81217 | 1
ALL | HIV | 163.67 | 0.29804 | 0.81234 | 1
ALL | HIV | 163.9778 | 0.29824 | 0.81234 | 1
ALL | HIV | 164.0043 | 0.29845 | 0.81234 | 1
ALL | HIV | 164.29 | 0.29865 | 0.81275 | 1
ALL | HIV | 164.3175 | 0.29885 | 0.81277 | 1
ALL | HIV | 164.4352 | 0.29906 | 0.81284 | 1
ALL | HIV | 164.4442 | 0.29926 | 0.81285 | 1
ALL | HIV | 164.49 | 0.29947 | 0.81285 | 1
ALL | HIV | 164.5183 | 0.29967 | 0.81287 | 1
ALL | HIV | 164.56 | 0.29988 | 0.81289 | 1
ALL | HIV | 164.86 | 0.30008 | 0.81304 | 1
ALL | HIV | 164.8918 | 0.30029 | 0.81307 | 1
ALL | HIV | 164.92 | 0.30049 | 0.81309 | 1
ALL | HIV | 164.93 | 0.3007 | 0.8131 | 1
ALL | HIV | 164.95 | 0.3009 | 0.8131 | 1
ALL | HIV | 164.9952 | 0.30111 | 0.81311 | 1
ALL | HIV | 165.0086 | 0.30131 | 0.81312 | 1
ALL | HIV | 165.0365 | 0.30152 | 0.81312 | 1
ALL | HIV | 165.0917 | 0.30172 | 0.81312 | 1
ALL | HIV | 165.11 | 0.30193 | 0.81313 | 1
ALL | HIV | 165.1148 | 0.30214 | 0.81318 | 1
ALL | HIV | 165.2315 | 0.30234 | 0.81318 | 1
ALL | HIV | 165.2509 | 0.30255 | 0.81318 | 1
ALL | HIV | 165.2877 | 0.30275 | 0.81321 | 1
ALL | HIV | 165.3822 | 0.30296 | 0.81322 | 1
ALL | HIV | 165.39 | 0.30316 | 0.81348 | 1
ALL | HIV | 165.45 | 0.30337 | 0.81349 | 1
ALL | HIV | 165.48 | 0.30358 | 0.8135 | 1
ALL | HIV | 165.5093 | 0.30378 | 0.8135 | 1
ALL | HIV | 165.5296 | 0.30399 | 0.8135 | 1
ALL | HIV | 165.58 | 0.30419 | 0.81413 | 1
ALL | HIV | 165.6829 | 0.3044 | 0.81416 | 1
ALL | HIV | 165.6956 | 0.30461 | 0.81428 | 1
ALL | HIV | 165.7716 | 0.30481 | 0.81436 | 1
ALL | HIV | 165.7794 | 0.30502 | 0.81436 | 1
ALL | HIV | 165.8279 | 0.30523 | 0.81436 | 1
ALL | HIV | 165.87 | 0.30543 | 0.8145 | 1
ALL | HIV | 165.9 | 0.30564 | 0.8145 | 1
ALL | HIV | 165.9543 | 0.30584 | 0.8145 | 1
ALL | HIV | 165.98 | 0.30605 | 0.81456 | 1
ALL | HIV | 166.1494 | 0.30626 | 0.81458 | 1
ALL | HIV | 166.1817 | 0.30646 | 0.81458 | 1
ALL | HIV | 166.28 | 0.30667 | 0.8148 | 1
ALL | HIV | 166.3109 | 0.30688 | 0.8148 | 1
ALL | HIV | 166.32 | 0.30709 | 0.81483 | 1
ALL | HIV | 166.475 | 0.30729 | 0.81485 | 1
ALL | HIV | 166.4771 | 0.3075 | 0.81485 | 1
ALL | HIV | 166.54 | 0.30771 | 0.81512 | 1
ALL | HIV | 166.6035 | 0.30791 | 0.81513 | 1
ALL | HIV | 166.61 | 0.30833 | 0.81529 | 2
ALL | HIV | 166.71 | 0.30854 | 0.81648 | 1
ALL | HIV | 166.764 | 0.30874 | 0.81648 | 1
ALL | HIV | 166.7684 | 0.30895 | 0.81653 | 1
ALL | HIV | 166.8088 | 0.30916 | 0.81653 | 1
ALL | HIV | 166.8211 | 0.30937 | 0.81653 | 1
ALL | HIV | 166.8398 | 0.30957 | 0.81663 | 1
ALL | HIV | 166.91 | 0.30978 | 0.81663 | 1
ALL | HIV | 166.9842 | 0.30999 | 0.81667 | 1
ALL | HIV | 167.04 | 0.3102 | 0.81667 | 1
ALL | HIV | 167.5196 | 0.31041 | 0.81668 | 1
ALL | HIV | 167.66 | 0.31082 | 0.81672 | 2
ALL | HIV | 167.6646 | 0.31103 | 0.81672 | 1
ALL | HIV | 167.77 | 0.31124 | 0.81677 | 1
ALL | HIV | 167.8712 | 0.31145 | 0.81677 | 1
ALL | HIV | 167.8962 | 0.31166 | 0.81678 | 1
ALL | HIV | 167.9016 | 0.31187 | 0.81682 | 1
ALL | HIV | 167.978 | 0.31208 | 0.81685 | 1
ALL | HIV | 168.0478 | 0.31229 | 0.81686 | 1
ALL | HIV | 168.084 | 0.3125 | 0.81686 | 1
ALL | HIV | 168.1242 | 0.3127 | 0.81686 | 1
ALL | HIV | 168.24 | 0.31291 | 0.81696 | 1
ALL | HIV | 168.37 | 0.31312 | 0.81701 | 1
ALL | HIV | 168.4927 | 0.31333 | 0.81701 | 1
ALL | HIV | 168.5114 | 0.31354 | 0.81702 | 1
ALL | HIV | 168.7851 | 0.31375 | 0.81702 | 1
ALL | HIV | 168.7918 | 0.31396 | 0.81702 | 1
ALL | HIV | 168.88 | 0.31417 | 0.81703 | 1
ALL | HIV | 169.1753 | 0.31438 | 0.81704 | 1
ALL | HIV | 169.2001 | 0.31459 | 0.8172 | 1
ALL | HIV | 169.2195 | 0.31502 | 0.81722 | 2
ALL | HIV | 169.3 | 0.31523 | 0.81725 | 1
ALL | HIV | 169.32 | 0.31544 | 0.8173 | 1
ALL | HIV | 169.4142 | 0.31565 | 0.8173 | 1
ALL | HIV | 169.5045 | 0.31586 | 0.81747 | 1
ALL | HIV | 169.6688 | 0.31607 | 0.81819 | 1
ALL | HIV | 169.83 | 0.31628 | 0.81849 | 1
ALL | HIV | 169.9421 | 0.31649 | 0.81852 | 1
ALL | HIV | 169.9576 | 0.3167 | 0.81853 | 1
ALL | HIV | 170.0174 | 0.31692 | 0.81886 | 1
ALL | HIV | 170.06 | 0.31713 | 0.81893 | 1
ALL | HIV | 170.07 | 0.31734 | 0.81894 | 1
ALL | HIV | 170.19 | 0.31755 | 0.81939 | 1
ALL | HIV | 170.257 | 0.31776 | 0.81939 | 1
ALL | HIV | 170.38 | 0.31797 | 0.81943 | 1
ALL | HIV | 170.394 | 0.31819 | 0.81946 | 1
ALL | HIV | 170.45 | 0.3184 | 0.81947 | 1
ALL | HIV | 170.504 | 0.31861 | 0.81948 | 1
ALL | HIV | 170.5178 | 0.31882 | 0.8195 | 1
ALL | HIV | 170.837 | 0.31904 | 0.81952 | 1
ALL | HIV | 170.88 | 0.31925 | 0.81958 | 1
ALL | HIV | 170.89 | 0.31946 | 0.81966 | 1
ALL | HIV | 171.2038 | 0.31967 | 0.81966 | 1
ALL | HIV | 171.4349 | 0.31989 | 0.81966 | 1
ALL | HIV | 171.6 | 0.3201 | 0.81969 | 1
ALL | HIV | 171.6795 | 0.32031 | 0.81979 | 1
ALL | HIV | 171.6856 | 0.32053 | 0.8198 | 1
ALL | HIV | 171.8213 | 0.32074 | 0.81981 | 1
ALL | HIV | 171.8499 | 0.32096 | 0.81982 | 1
ALL | HIV | 171.98 | 0.32117 | 0.81986 | 1
ALL | HIV | 172.0604 | 0.32138 | 0.81994 | 1
ALL | HIV | 172.1034 | 0.3216 | 0.81994 | 1
ALL | HIV | 172.1587 | 0.32181 | 0.81997 | 1
ALL | HIV | 172.1766 | 0.32203 | 0.82032 | 1
ALL | HIV | 172.2054 | 0.32224 | 0.82034 | 1
ALL | HIV | 172.49 | 0.32245 | 0.8204 | 1
ALL | HIV | 172.4908 | 0.32267 | 0.82041 | 1
ALL | HIV | 172.5006 | 0.32288 | 0.82041 | 1
ALL | HIV | 172.5327 | 0.3231 | 0.82041 | 1
ALL | HIV | 172.617 | 0.32331 | 0.82042 | 1
ALL | HIV | 172.69 | 0.32353 | 0.82043 | 1
ALL | HIV | 172.7937 | 0.32374 | 0.82064 | 1
ALL | HIV | 172.82 | 0.32396 | 0.82071 | 1
ALL | HIV | 172.8379 | 0.32417 | 0.82071 | 1
ALL | HIV | 172.8831 | 0.32439 | 0.82072 | 1
ALL | HIV | 172.9363 | 0.3246 | 0.82072 | 1
ALL | HIV | 173.0011 | 0.32482 | 0.82076 | 1
ALL | HIV | 173.2 | 0.32503 | 0.82102 | 1
ALL | HIV | 173.3071 | 0.32525 | 0.82104 | 1
ALL | HIV | 173.3469 | 0.32547 | 0.82116 | 1
ALL | HIV | 173.37 | 0.32568 | 0.82121 | 1
ALL | HIV | 173.48 | 0.3259 | 0.82125 | 1
ALL | HIV | 173.567 | 0.32611 | 0.82125 | 1
ALL | HIV | 173.5996 | 0.32633 | 0.82125 | 1
ALL | HIV | 173.6291 | 0.32655 | 0.82125 | 1
ALL | HIV | 173.65 | 0.32676 | 0.82126 | 1
ALL | HIV | 173.76 | 0.32698 | 0.82165 | 1
ALL | HIV | 173.93 | 0.32719 | 0.82168 | 1
ALL | HIV | 174.05 | 0.32741 | 0.8217 | 1
ALL | HIV | 174.2136 | 0.32763 | 0.8217 | 1
ALL | HIV | 174.2156 | 0.32784 | 0.82174 | 1
ALL | HIV | 174.257 | 0.32806 | 0.82175 | 1
ALL | HIV | 174.3 | 0.32828 | 0.82178 | 1
ALL | HIV | 174.34 | 0.3285 | 0.82191 | 1
ALL | HIV | 174.3431 | 0.32871 | 0.82191 | 1
ALL | HIV | 174.4111 | 0.32893 | 0.82192 | 1
ALL | HIV | 174.4702 | 0.32915 | 0.82193 | 1
ALL | HIV | 174.4967 | 0.32936 | 0.82193 | 1
ALL | HIV | 174.61 | 0.32958 | 0.82302 | 1
ALL | HIV | 174.6393 | 0.3298 | 0.82324 | 1
ALL | HIV | 174.7232 | 0.33002 | 0.82343 | 1
ALL | HIV | 174.77 | 0.33023 | 0.82388 | 1
ALL | HIV | 174.8727 | 0.33045 | 0.82473 | 1
ALL | HIV | 175.0598 | 0.33067 | 0.82473 | 1
ALL | HIV | 175.0848 | 0.33089 | 0.82497 | 1
ALL | HIV | 175.1311 | 0.3311 | 0.82498 | 1
ALL | HIV | 175.33 | 0.33132 | 0.82507 | 1
ALL | HIV | 175.4241 | 0.33154 | 0.82508 | 1
ALL | HIV | 175.54 | 0.33176 | 0.82515 | 1
ALL | HIV | 175.6275 | 0.33198 | 0.82516 | 1
ALL | HIV | 175.6604 | 0.3322 | 0.82517 | 1
ALL | HIV | 175.78 | 0.33242 | 0.82524 | 1
ALL | HIV | 175.7999 | 0.33263 | 0.82524 | 1
ALL | HIV | 175.8 | 0.33285 | 0.82525 | 1
ALL | HIV | 175.8164 | 0.33307 | 0.82525 | 1
ALL | HIV | 175.96 | 0.33329 | 0.82533 | 1
ALL | HIV | 176.09 | 0.33351 | 0.82535 | 1
ALL | HIV | 176.12 | 0.33373 | 0.82537 | 1
ALL | HIV | 176.13 | 0.33395 | 0.82538 | 1
ALL | HIV | 176.2235 | 0.33417 | 0.82538 | 1
ALL | HIV | 176.3719 | 0.33439 | 0.82548 | 1
ALL | HIV | 176.3778 | 0.33461 | 0.82557 | 1
ALL | HIV | 176.5 | 0.33483 | 0.82557 | 1
ALL | HIV | 176.5343 | 0.33505 | 0.82557 | 1
ALL | HIV | 176.5467 | 0.33527 | 0.82559 | 1
ALL | HIV | 176.64 | 0.33549 | 0.8256 | 1
ALL | HIV | 176.97 | 0.33571 | 0.82565 | 1
ALL | HIV | 177.05 | 0.33593 | 0.82573 | 1
ALL | HIV | 177.0584 | 0.33615 | 0.82573 | 1
ALL | HIV | 177.13 | 0.33637 | 0.82595 | 1
ALL | HIV | 177.1974 | 0.33659 | 0.82599 | 1
ALL | HIV | 177.27 | 0.33681 | 0.82602 | 1
ALL | HIV | 177.3327 | 0.33703 | 0.82604 | 1
ALL | HIV | 177.4274 | 0.33725 | 0.82604 | 1
ALL | HIV | 177.7666 | 0.33747 | 0.82605 | 1
ALL | HIV | 177.85 | 0.33769 | 0.82605 | 1
ALL | HIV | 178.1232 | 0.33791 | 0.82605 | 1
ALL | HIV | 178.1355 | 0.33813 | 0.82606 | 1
ALL | HIV | 178.1475 | 0.33836 | 0.82607 | 1
ALL | HIV | 178.25 | 0.33858 | 0.82616 | 1
ALL | HIV | 178.3944 | 0.3388 | 0.82617 | 1
ALL | HIV | 178.5612 | 0.33902 | 0.82617 | 1
ALL | HIV | 178.6257 | 0.33924 | 0.82618 | 1
ALL | HIV | 178.6928 | 0.33947 | 0.82624 | 1
ALL | HIV | 178.7088 | 0.33969 | 0.82624 | 1
ALL | HIV | 178.77 | 0.33991 | 0.82624 | 1
ALL | HIV | 178.78 | 0.34013 | 0.82679 | 1
ALL | HIV | 178.84 | 0.34036 | 0.82692 | 1
ALL | HIV | 178.8958 | 0.34058 | 0.82692 | 1
ALL | HIV | 179.03 | 0.3408 | 0.82701 | 1
ALL | HIV | 179.0998 | 0.34103 | 0.82707 | 1
ALL | HIV | 179.23 | 0.34125 | 0.82717 | 1
ALL | HIV | 179.24 | 0.34147 | 0.82724 | 1
ALL | HIV | 179.59 | 0.34169 | 0.82757 | 1
ALL | HIV | 179.6 | 0.34192 | 0.82759 | 1
ALL | HIV | 179.62 | 0.34214 | 0.82759 | 1
ALL | HIV | 179.6349 | 0.34237 | 0.82769 | 1
ALL | HIV | 179.7366 | 0.34259 | 0.82771 | 1
ALL | HIV | 179.8154 | 0.34281 | 0.8278 | 1
ALL | HIV | 179.96 | 0.34304 | 0.82782 | 1
ALL | HIV | 180.01 | 0.34326 | 0.82792 | 1
ALL | HIV | 180.08 | 0.34348 | 0.82807 | 1
ALL | HIV | 180.17 | 0.34371 | 0.82813 | 1
ALL | HIV | 180.22 | 0.34393 | 0.82813 | 1
ALL | HIV | 180.29 | 0.34438 | 0.8283 | 2
ALL | HIV | 180.3111 | 0.34461 | 0.8283 | 1
ALL | HIV | 180.36 | 0.34483 | 0.82833 | 1
ALL | HIV | 180.38 | 0.34506 | 0.8284 | 1
ALL | HIV | 180.3901 | 0.34528 | 0.82841 | 1
ALL | HIV | 180.4225 | 0.3455 | 0.82842 | 1
ALL | HIV | 180.4507 | 0.34573 | 0.82847 | 1
ALL | HIV | 180.5 | 0.34595 | 0.82924 | 1
ALL | HIV | 180.58 | 0.34618 | 0.8293 | 1
ALL | HIV | 180.62 | 0.3464 | 0.82972 | 1
ALL | HIV | 180.6552 | 0.34663 | 0.82972 | 1
ALL | HIV | 180.6874 | 0.34685 | 0.82974 | 1
ALL | HIV | 180.7846 | 0.34708 | 0.82981 | 1
ALL | HIV | 180.87 | 0.3473 | 0.82998 | 1
ALL | HIV | 180.9362 | 0.34753 | 0.83 | 1
ALL | HIV | 180.9453 | 0.34775 | 0.83 | 1
ALL | HIV | 180.97 | 0.34798 | 0.83006 | 1
ALL | HIV | 180.9928 | 0.3482 | 0.83008 | 1
ALL | HIV | 181.03 | 0.34843 | 0.8301 | 1
ALL | HIV | 181.06 | 0.34865 | 0.83123 | 1
ALL | HIV | 181.41 | 0.34888 | 0.83125 | 1
ALL | HIV | 181.44 | 0.34911 | 0.83131 | 1
ALL | HIV | 181.4998 | 0.34933 | 0.83156 | 1
ALL | HIV | 181.5139 | 0.34956 | 0.83156 | 1
ALL | HIV | 181.61 | 0.34978 | 0.83156 | 1
ALL | HIV | 181.7 | 0.35046 | 0.8319 | 3
ALL | HIV | 181.7594 | 0.35069 | 0.83199 | 1
ALL | HIV | 181.8213 | 0.35091 | 0.832 | 1
ALL | HIV | 181.8781 | 0.35114 | 0.83202 | 1
ALL | HIV | 181.9263 | 0.35137 | 0.83202 | 1
ALL | HIV | 182.6233 | 0.35159 | 0.83203 | 1
ALL | HIV | 182.79 | 0.35182 | 0.83204 | 1
ALL | HIV | 182.93 | 0.35205 | 0.83214 | 1
ALL | HIV | 183.1293 | 0.35228 | 0.83237 | 1
ALL | HIV | 183.21 | 0.3525 | 0.8324 | 1
ALL | HIV | 183.25 | 0.35273 | 0.83245 | 1
ALL | HIV | 183.27 | 0.35296 | 0.83249 | 1
ALL | HIV | 183.38 | 0.35319 | 0.83249 | 1
ALL | HIV | 183.39 | 0.35342 | 0.8325 | 1
ALL | HIV | 183.5051 | 0.35365 | 0.83258 | 1
ALL | HIV | 183.64 | 0.35387 | 0.83321 | 1
ALL | HIV | 183.7315 | 0.3541 | 0.83321 | 1
ALL | HIV | 183.7996 | 0.35433 | 0.83321 | 1
ALL | HIV | 183.8386 | 0.35456 | 0.83321 | 1
ALL | HIV | 183.8515 | 0.35479 | 0.83322 | 1
ALL | HIV | 183.9816 | 0.35502 | 0.83346 | 1
ALL | HIV | 184.0963 | 0.35525 | 0.83346 | 1
ALL | HIV | 184.15 | 0.35548 | 0.83351 | 1
ALL | HIV | 184.1587 | 0.35571 | 0.83352 | 1
ALL | HIV | 184.2545 | 0.35593 | 0.83353 | 1
ALL | HIV | 184.4075 | 0.35616 | 0.83355 | 1
ALL | HIV | 184.4348 | 0.35639 | 0.83355 | 1
ALL | HIV | 184.5 | 0.35662 | 0.83356 | 1
ALL | HIV | 184.55 | 0.35685 | 0.83357 | 1
ALL | HIV | 184.9184 | 0.35708 | 0.83357 | 1
ALL | HIV | 184.93 | 0.35731 | 0.8338 | 1
ALL | HIV | 184.9377 | 0.35754 | 0.8338 | 1
ALL | HIV | 185.26 | 0.358 | 0.83388 | 2
ALL | HIV | 185.2625 | 0.35823 | 0.83391 | 1
ALL | HIV | 185.3552 | 0.35847 | 0.83394 | 1
ALL | HIV | 185.3653 | 0.3587 | 0.83394 | 1
ALL | HIV | 185.42 | 0.35893 | 0.8346 | 1
ALL | HIV | 185.4211 | 0.35916 | 0.83461 | 1
ALL | HIV | 185.49 | 0.35939 | 0.8347 | 1
ALL | HIV | 185.5577 | 0.35962 | 0.83471 | 1
ALL | HIV | 185.5778 | 0.35985 | 0.83474 | 1
ALL | HIV | 185.59 | 0.36008 | 0.83496 | 1
ALL | HIV | 185.61 | 0.36031 | 0.83508 | 1
ALL | HIV | 185.65 | 0.36054 | 0.83516 | 1
ALL | HIV | 185.7749 | 0.36077 | 0.83523 | 1
ALL | HIV | 185.7817 | 0.36101 | 0.83523 | 1
ALL | HIV | 185.83 | 0.36124 | 0.83532 | 1
ALL | HIV | 186.0723 | 0.36147 | 0.83534 | 1
ALL | HIV | 186.0899 | 0.3617 | 0.83534 | 1
ALL | HIV | 186.14 | 0.36193 | 0.83546 | 1
ALL | HIV | 186.1648 | 0.36216 | 0.83547 | 1
ALL | HIV | 186.2299 | 0.36239 | 0.83562 | 1
ALL | HIV | 186.2393 | 0.36263 | 0.83563 | 1
ALL | HIV | 186.2455 | 0.36286 | 0.83564 | 1
ALL | HIV | 186.2878 | 0.36309 | 0.83564 | 1
ALL | HIV | 186.3054 | 0.36332 | 0.83564 | 1
ALL | HIV | 186.3332 | 0.36355 | 0.83564 | 1
ALL | HIV | 186.4744 | 0.36379 | 0.83566 | 1
ALL | HIV | 186.522 | 0.36402 | 0.83567 | 1
ALL | HIV | 186.5604 | 0.36425 | 0.83567 | 1
ALL | HIV | 186.734 | 0.36448 | 0.83568 | 1
ALL | HIV | 186.8008 | 0.36472 | 0.83571 | 1
ALL | HIV | 187.13 | 0.36518 | 0.83572 | 2
ALL | HIV | 187.1577 | 0.36541 | 0.83572 | 1
ALL | HIV | 187.1986 | 0.36565 | 0.83572 | 1
ALL | HIV | 187.2585 | 0.36588 | 0.83584 | 1
ALL | HIV | 187.4553 | 0.36611 | 0.83584 | 1
ALL | HIV | 187.53 | 0.36635 | 0.83608 | 1
ALL | HIV | 187.66 | 0.36658 | 0.83623 | 1
ALL | HIV | 187.7399 | 0.36681 | 0.83624 | 1
ALL | HIV | 188.0215 | 0.36705 | 0.83627 | 1
ALL | HIV | 188.0765 | 0.36728 | 0.83627 | 1
ALL | HIV | 188.09 | 0.36752 | 0.83637 | 1
ALL | HIV | 188.1151 | 0.36798 | 0.8364 | 2
ALL | HIV | 188.2621 | 0.36822 | 0.83641 | 1
ALL | HIV | 188.39 | 0.36845 | 0.83643 | 1
ALL | HIV | 188.42 | 0.36869 | 0.83649 | 1
ALL | HIV | 188.43 | 0.36892 | 0.83655 | 1
ALL | HIV | 188.4552 | 0.36916 | 0.83655 | 1
ALL | HIV | 188.6197 | 0.36939 | 0.83655 | 1
ALL | HIV | 188.68 | 0.36963 | 0.83656 | 1
ALL | HIV | 188.7308 | 0.36986 | 0.83656 | 1
ALL | HIV | 188.9009 | 0.3701 | 0.8366 | 1
ALL | HIV | 188.98 | 0.37033 | 0.83663 | 1
ALL | HIV | 188.99 | 0.37057 | 0.83693 | 1
ALL | HIV | 189.0261 | 0.3708 | 0.83694 | 1
ALL | HIV | 189.1126 | 0.37104 | 0.83694 | 1
ALL | HIV | 189.3353 | 0.37127 | 0.83694 | 1
ALL | HIV | 189.5424 | 0.37151 | 0.83694 | 1
ALL | HIV | 189.626 | 0.37174 | 0.83695 | 1
ALL | HIV | 189.79 | 0.37198 | 0.83712 | 1
ALL | HIV | 189.84 | 0.37222 | 0.8373 | 1
ALL | HIV | 189.894 | 0.37245 | 0.83734 | 1
ALL | HIV | 189.91 | 0.37292 | 0.83766 | 2
ALL | HIV | 189.92 | 0.37316 | 0.83768 | 1
ALL | HIV | 190.0844 | 0.3734 | 0.83774 | 1
ALL | HIV | 190.11 | 0.37363 | 0.83776 | 1
ALL | HIV | 190.1362 | 0.37387 | 0.83776 | 1
ALL | HIV | 190.5756 | 0.37411 | 0.83786 | 1
ALL | HIV | 190.65 | 0.37435 | 0.83802 | 1
ALL | HIV | 190.7701 | 0.37458 | 0.83804 | 1
ALL | HIV | 190.7766 | 0.37482 | 0.83804 | 1
ALL | HIV | 190.9066 | 0.37506 | 0.83804 | 1
ALL | HIV | 191.1864 | 0.3753 | 0.83806 | 1
ALL | HIV | 191.26 | 0.37553 | 0.83806 | 1
ALL | HIV | 191.4246 | 0.37577 | 0.83806 | 1
ALL | HIV | 191.5061 | 0.37601 | 0.83817 | 1
ALL | HIV | 191.6227 | 0.37625 | 0.83817 | 1
ALL | HIV | 191.9198 | 0.37649 | 0.83823 | 1
ALL | HIV | 192.3 | 0.37673 | 0.83831 | 1
ALL | HIV | 192.4026 | 0.37697 | 0.83831 | 1
ALL | HIV | 192.42 | 0.37721 | 0.83844 | 1
ALL | HIV | 192.4437 | 0.37744 | 0.83851 | 1
ALL | HIV | 192.5332 | 0.37768 | 0.83852 | 1
ALL | HIV | 192.69 | 0.37792 | 0.83852 | 1
ALL | HIV | 192.7 | 0.37816 | 0.84014 | 1
ALL | HIV | 192.757 | 0.3784 | 0.84014 | 1
ALL | HIV | 192.78 | 0.37864 | 0.84092 | 1
ALL | HIV | 192.79 | 0.37888 | 0.84136 | 1
ALL | HIV | 192.8141 | 0.37912 | 0.84138 | 1
ALL | HIV | 192.87 | 0.37936 | 0.84151 | 1
ALL | HIV | 193.0618 | 0.3796 | 0.8416 | 1
ALL | HIV | 193.39 | 0.37984 | 0.84208 | 1
ALL | HIV | 193.4441 | 0.38009 | 0.84209 | 1
ALL | HIV | 193.51 | 0.38033 | 0.84212 | 1
ALL | HIV | 193.55 | 0.38057 | 0.8422 | 1
ALL | HIV | 193.63 | 0.38081 | 0.84221 | 1
ALL | HIV | 193.65 | 0.38105 | 0.84263 | 1
ALL | HIV | 193.71 | 0.38129 | 0.84366 | 1
ALL | HIV | 193.7509 | 0.38153 | 0.84366 | 1
ALL | HIV | 193.8299 | 0.38177 | 0.84367 | 1
ALL | HIV | 193.94 | 0.38201 | 0.84369 | 1
ALL | HIV | 194.0995 | 0.38226 | 0.84369 | 1
ALL | HIV | 194.1239 | 0.3825 | 0.84369 | 1
ALL | HIV | 194.2052 | 0.38274 | 0.84372 | 1
ALL | HIV | 194.32 | 0.38298 | 0.84373 | 1
ALL | HIV | 194.4168 | 0.38322 | 0.84373 | 1
ALL | HIV | 194.4245 | 0.38346 | 0.84374 | 1
ALL | HIV | 194.4442 | 0.38371 | 0.84457 | 1
ALL | HIV | 194.46 | 0.38395 | 0.84457 | 1
ALL | HIV | 194.57 | 0.38419 | 0.8446 | 1
ALL | HIV | 194.74 | 0.38443 | 0.84473 | 1
ALL | HIV | 194.78 | 0.38467 | 0.84485 | 1
ALL | HIV | 194.789 | 0.38492 | 0.84485 | 1
ALL | HIV | 194.8 | 0.38516 | 0.84486 | 1
ALL | HIV | 194.91 | 0.3854 | 0.84495 | 1
ALL | HIV | 194.9291 | 0.38564 | 0.84506 | 1
ALL | HIV | 195.0521 | 0.38589 | 0.84506 | 1
ALL | HIV | 195.12 | 0.38613 | 0.8458 | 1
ALL | HIV | 195.126 | 0.38637 | 0.84581 | 1
ALL | HIV | 195.2482 | 0.38662 | 0.84584 | 1
ALL | HIV | 195.36 | 0.38686 | 0.84586 | 1
ALL | HIV | 195.41 | 0.3871 | 0.84588 | 1
ALL | HIV | 195.5212 | 0.38735 | 0.84593 | 1
ALL | HIV | 195.75 | 0.38759 | 0.84626 | 1
ALL | HIV | 195.85 | 0.38783 | 0.84629 | 1
ALL | HIV | 195.9 | 0.38808 | 0.84629 | 1
ALL | HIV | 196.1352 | 0.38832 | 0.84631 | 1
ALL | HIV | 196.16 | 0.38881 | 0.84641 | 2
ALL | HIV | 196.235 | 0.38905 | 0.84642 | 1
ALL | HIV | 196.2368 | 0.3893 | 0.84642 | 1
ALL | HIV | 196.28 | 0.38954 | 0.84643 | 1
ALL | HIV | 196.29 | 0.38979 | 0.84665 | 1
ALL | HIV | 196.3554 | 0.39003 | 0.84665 | 1
ALL | HIV | 196.3851 | 0.39027 | 0.84665 | 1
ALL | HIV | 196.5397 | 0.39052 | 0.84666 | 1
ALL | HIV | 196.6 | 0.39076 | 0.84669 | 1
ALL | HIV | 196.6759 | 0.39101 | 0.8467 | 1
ALL | HIV | 196.6949 | 0.39125 | 0.84691 | 1
ALL | HIV | 196.7764 | 0.3915 | 0.847 | 1
ALL | HIV | 196.9894 | 0.39174 | 0.84701 | 1
ALL | HIV | 197.26 | 0.39199 | 0.84704 | 1
ALL | HIV | 197.3369 | 0.39223 | 0.84724 | 1
ALL | HIV | 197.4328 | 0.39248 | 0.84724 | 1
ALL | HIV | 197.4768 | 0.39273 | 0.84725 | 1
ALL | HIV | 197.59 | 0.39297 | 0.84726 | 1
ALL | HIV | 197.6 | 0.39322 | 0.84742 | 1
ALL | HIV | 197.6487 | 0.39346 | 0.84742 | 1
ALL | HIV | 197.7289 | 0.39371 | 0.84742 | 1
ALL | HIV | 197.78 | 0.39396 | 0.84746 | 1
ALL | HIV | 197.98 | 0.3942 | 0.84808 | 1
ALL | HIV | 198.0636 | 0.39445 | 0.8481 | 1
ALL | HIV | 198.07 | 0.39469 | 0.84828 | 1
ALL | HIV | 198.14 | 0.39494 | 0.84832 | 1
ALL | HIV | 198.1905 | 0.39519 | 0.84833 | 1
ALL | HIV | 198.2185 | 0.39543 | 0.84836 | 1
ALL | HIV | 198.3281 | 0.39568 | 0.84836 | 1
ALL | HIV | 198.55 | 0.39593 | 0.84839 | 1
ALL | HIV | 198.5616 | 0.39618 | 0.84839 | 1
ALL | HIV | 198.58 | 0.39642 | 0.84856 | 1
ALL | HIV | 198.6394 | 0.39667 | 0.84858 | 1
ALL | HIV | 198.7584 | 0.39692 | 0.84858 | 1
ALL | HIV | 198.9195 | 0.39716 | 0.84859 | 1
ALL | HIV | 198.93 | 0.39741 | 0.84871 | 1
ALL | HIV | 198.9321 | 0.39766 | 0.84871 | 1
ALL | HIV | 199.25 | 0.39816 | 0.849 | 2
ALL | HIV | 199.2884 | 0.3984 | 0.84902 | 1
ALL | HIV | 199.32 | 0.39865 | 0.84902 | 1
ALL | HIV | 199.3316 | 0.3989 | 0.84903 | 1
ALL | HIV | 199.39 | 0.39915 | 0.84904 | 1
ALL | HIV | 199.44 | 0.3994 | 0.8495 | 1
ALL | HIV | 199.7218 | 0.39964 | 0.84953 | 1
ALL | HIV | 199.7538 | 0.39989 | 0.84953 | 1
ALL | HIV | 199.84 | 0.40014 | 0.84956 | 1
ALL | HIV | 199.9196 | 0.40039 | 0.84959 | 1
ALL | HIV | 200.131 | 0.40064 | 0.84959 | 1
ALL | HIV | 200.27 | 0.40089 | 0.84991 | 1
ALL | HIV | 200.28 | 0.40114 | 0.84993 | 1
ALL | HIV | 200.3812 | 0.40139 | 0.84994 | 1
ALL | HIV | 200.553 | 0.40164 | 0.84995 | 1
ALL | HIV | 200.5781 | 0.40189 | 0.84995 | 1
ALL | HIV | 200.7365 | 0.40214 | 0.84996 | 1
ALL | HIV | 200.74 | 0.40239 | 0.85016 | 1
ALL | HIV | 200.99 | 0.40289 | 0.85058 | 2
ALL | HIV | 201 | 0.40314 | 0.85065 | 1
ALL | HIV | 201.3907 | 0.40339 | 0.85066 | 1
ALL | HIV | 201.62 | 0.40364 | 0.85074 | 1
ALL | HIV | 201.7287 | 0.40389 | 0.85074 | 1
ALL | HIV | 201.978 | 0.40414 | 0.85074 | 1
ALL | HIV | 202.0916 | 0.40439 | 0.85074 | 1
ALL | HIV | 202.1183 | 0.40464 | 0.85074 | 1
ALL | HIV | 202.1497 | 0.40489 | 0.85075 | 1
ALL | HIV | 202.2295 | 0.40515 | 0.85075 | 1
ALL | HIV | 202.3452 | 0.4054 | 0.85075 | 1
ALL | HIV | 202.477 | 0.40565 | 0.85078 | 1
ALL | HIV | 202.7069 | 0.4059 | 0.85079 | 1
ALL | HIV | 202.9927 | 0.40616 | 0.8508 | 1
ALL | HIV | 203.2714 | 0.40641 | 0.8508 | 1
ALL | HIV | 203.35 | 0.40666 | 0.8508 | 1
ALL | HIV | 203.6386 | 0.40691 | 0.85082 | 1
ALL | HIV | 203.7108 | 0.40717 | 0.85093 | 1
ALL | HIV | 203.8405 | 0.40742 | 0.85094 | 1
ALL | HIV | 203.98 | 0.40768 | 0.851 | 1
ALL | HIV | 204.09 | 0.40793 | 0.851 | 1
ALL | HIV | 204.3352 | 0.40818 | 0.85103 | 1
ALL | HIV | 204.415 | 0.40844 | 0.85108 | 1
ALL | HIV | 204.45 | 0.40869 | 0.85109 | 1
ALL | HIV | 204.4545 | 0.40895 | 0.85149 | 1
ALL | HIV | 204.61 | 0.4092 | 0.8515 | 1
ALL | HIV | 204.6963 | 0.40946 | 0.85151 | 1
ALL | HIV | 204.7117 | 0.40971 | 0.85151 | 1
ALL | HIV | 204.8335 | 0.40997 | 0.85151 | 1
ALL | HIV | 205.01 | 0.41022 | 0.85154 | 1
ALL | HIV | 205.25 | 0.41048 | 0.8516 | 1
ALL | HIV | 205.43 | 0.41073 | 0.85161 | 1
ALL | HIV | 205.54 | 0.41099 | 0.85162 | 1
ALL | HIV | 205.92 | 0.41124 | 0.85164 | 1
ALL | HIV | 206.0212 | 0.4115 | 0.85166 | 1
ALL | HIV | 206.0471 | 0.41176 | 0.85166 | 1
ALL | HIV | 206.2176 | 0.41201 | 0.85167 | 1
ALL | HIV | 206.3363 | 0.41227 | 0.85168 | 1
ALL | HIV | 206.3878 | 0.41253 | 0.85168 | 1
ALL | HIV | 206.4 | 0.41278 | 0.85184 | 1
ALL | HIV | 206.4591 | 0.41304 | 0.85185 | 1
ALL | HIV | 206.56 | 0.4133 | 0.85195 | 1
ALL | HIV | 206.7083 | 0.41356 | 0.85197 | 1
ALL | HIV | 206.7831 | 0.41381 | 0.85197 | 1
ALL | HIV | 206.8106 | 0.41407 | 0.85197 | 1
ALL | HIV | 206.8147 | 0.41433 | 0.85198 | 1
ALL | HIV | 206.9605 | 0.41484 | 0.85199 | 2
ALL | HIV | 207.1202 | 0.4151 | 0.85199 | 1
ALL | HIV | 207.2016 | 0.41536 | 0.85205 | 1
ALL | HIV | 207.24 | 0.41562 | 0.85223 | 1
ALL | HIV | 207.513 | 0.41587 | 0.85225 | 1
ALL | HIV | 207.6924 | 0.41613 | 0.85225 | 1
ALL | HIV | 208.11 | 0.41639 | 0.85226 | 1
ALL | HIV | 208.3535 | 0.41665 | 0.85227 | 1
ALL | HIV | 208.541 | 0.41691 | 0.85227 | 1
ALL | HIV | 208.55 | 0.41717 | 0.85233 | 1
ALL | HIV | 208.6044 | 0.41743 | 0.85252 | 1
ALL | HIV | 208.6374 | 0.41769 | 0.85252 | 1
ALL | HIV | 208.6572 | 0.41795 | 0.85261 | 1
ALL | HIV | 208.6632 | 0.41821 | 0.85263 | 1
ALL | HIV | 208.6897 | 0.41847 | 0.85267 | 1
ALL | HIV | 208.72 | 0.41873 | 0.85267 | 1
ALL | HIV | 209.2376 | 0.41899 | 0.85272 | 1
ALL | HIV | 209.2948 | 0.41925 | 0.85273 | 1
ALL | HIV | 209.3884 | 0.41951 | 0.85273 | 1
ALL | HIV | 209.42 | 0.41977 | 0.85283 | 1
ALL | HIV | 209.64 | 0.42003 | 0.85285 | 1
ALL | HIV | 209.73 | 0.42029 | 0.8529 | 1
ALL | HIV | 209.8435 | 0.42055 | 0.85292 | 1
ALL | HIV | 210.0162 | 0.42081 | 0.85307 | 1
ALL | HIV | 210.0719 | 0.42108 | 0.85321 | 1
ALL | HIV | 210.0835 | 0.42134 | 0.85343 | 1
ALL | HIV | 210.3249 | 0.4216 | 0.85384 | 1
ALL | HIV | 210.45 | 0.42186 | 0.85496 | 1
ALL | HIV | 210.5568 | 0.42212 | 0.85513 | 1
ALL | HIV | 211.1433 | 0.42239 | 0.85514 | 1
ALL | HIV | 211.18 | 0.42265 | 0.85533 | 1
ALL | HIV | 211.26 | 0.42291 | 0.85543 | 1
ALL | HIV | 211.3191 | 0.42317 | 0.85547 | 1
ALL | HIV | 211.3287 | 0.42344 | 0.85569 | 1
ALL | HIV | 211.4221 | 0.4237 | 0.85569 | 1
ALL | HIV | 211.5714 | 0.42396 | 0.8557 | 1
ALL | HIV | 211.6802 | 0.42423 | 0.8557 | 1
ALL | HIV | 211.6814 | 0.42449 | 0.8557 | 1
ALL | HIV | 211.6919 | 0.42502 | 0.8558 | 2
ALL | HIV | 211.7647 | 0.42528 | 0.85583 | 1
ALL | HIV | 211.7697 | 0.42581 | 0.85585 | 2
ALL | HIV | 211.81 | 0.42607 | 0.85602 | 1
ALL | HIV | 211.99 | 0.4266 | 0.85649 | 2
ALL | HIV | 212.0522 | 0.42686 | 0.8565 | 1
ALL | HIV | 212.2186 | 0.42713 | 0.8565 | 1
ALL | HIV | 212.2592 | 0.42739 | 0.85659 | 1
ALL | HIV | 212.3506 | 0.42765 | 0.8566 | 1
ALL | HIV | 212.5827 | 0.42792 | 0.8566 | 1
ALL | HIV | 212.6358 | 0.42818 | 0.85661 | 1
ALL | HIV | 212.7347 | 0.42845 | 0.85661 | 1
ALL | HIV | 212.8 | 0.42871 | 0.85663 | 1
ALL | HIV | 212.92 | 0.42898 | 0.85663 | 1
ALL | HIV | 213.02 | 0.42924 | 0.85698 | 1
ALL | HIV | 213.213 | 0.42951 | 0.85698 | 1
ALL | HIV | 213.22 | 0.42977 | 0.85708 | 1
ALL | HIV | 213.28 | 0.4303 | 0.8571 | 2
ALL | HIV | 213.3049 | 0.43057 | 0.85711 | 1
ALL | HIV | 213.379 | 0.43084 | 0.85712 | 1
ALL | HIV | 213.52 | 0.4311 | 0.85729 | 1
ALL | HIV | 213.54 | 0.43137 | 0.85761 | 1
ALL | HIV | 213.61 | 0.43163 | 0.85768 | 1
ALL | HIV | 213.62 | 0.4319 | 0.85782 | 1
ALL | HIV | 213.6638 | 0.43216 | 0.85839 | 1
ALL | HIV | 213.8636 | 0.43243 | 0.85857 | 1
ALL | HIV | 213.9049 | 0.4327 | 0.85857 | 1
ALL | HIV | 213.9519 | 0.43296 | 0.85875 | 1
ALL | HIV | 213.99 | 0.43323 | 0.86191 | 1
ALL | HIV | 214.04 | 0.4335 | 0.86197 | 1
ALL | HIV | 214.0706 | 0.43376 | 0.86198 | 1
ALL | HIV | 214.3576 | 0.43403 | 0.86199 | 1
ALL | HIV | 214.5837 | 0.4343 | 0.86203 | 1
ALL | HIV | 214.67 | 0.43456 | 0.86275 | 1
ALL | HIV | 214.9295 | 0.43483 | 0.86275 | 1
ALL | HIV | 215.02 | 0.4351 | 0.86299 | 1
ALL | HIV | 215.0418 | 0.43537 | 0.86299 | 1
ALL | HIV | 215.1265 | 0.43563 | 0.86304 | 1
ALL | HIV | 215.17 | 0.4359 | 0.86308 | 1
ALL | HIV | 215.31 | 0.43617 | 0.8651 | 1
ALL | HIV | 215.38 | 0.43644 | 0.86517 | 1
ALL | HIV | 215.67 | 0.43671 | 0.86524 | 1
ALL | HIV | 215.69 | 0.43697 | 0.86525 | 1
ALL | HIV | 215.71 | 0.43724 | 0.86526 | 1
ALL | HIV | 215.8563 | 0.43751 | 0.86527 | 1
ALL | HIV | 215.89 | 0.43778 | 0.86555 | 1
ALL | HIV | 215.8988 | 0.43805 | 0.86555 | 1
ALL | HIV | 215.9197 | 0.43832 | 0.86555 | 1
ALL | HIV | 215.92 | 0.43885 | 0.86556 | 2
ALL | HIV | 215.98 | 0.43912 | 0.8656 | 1
ALL | HIV | 216.05 | 0.43939 | 0.86562 | 1
ALL | HIV | 216.13 | 0.43966 | 0.86575 | 1
ALL | HIV | 216.3809 | 0.43993 | 0.86575 | 1
ALL | HIV | 216.4809 | 0.4402 | 0.86576 | 1
ALL | HIV | 216.4932 | 0.44047 | 0.86582 | 1
ALL | HIV | 216.5031 | 0.44074 | 0.86582 | 1
ALL | HIV | 216.97 | 0.44101 | 0.86937 | 1
ALL | HIV | 217.0057 | 0.44128 | 0.86937 | 1
ALL | HIV | 217.0926 | 0.44155 | 0.86941 | 1
ALL | HIV | 217.11 | 0.44182 | 0.86942 | 1
ALL | HIV | 217.1827 | 0.44209 | 0.86942 | 1
ALL | HIV | 217.2755 | 0.44236 | 0.86942 | 1
ALL | HIV | 217.3492 | 0.44263 | 0.86943 | 1
ALL | HIV | 217.4699 | 0.4429 | 0.86943 | 1
ALL | HIV | 217.5219 | 0.44317 | 0.86951 | 1
ALL | HIV | 217.54 | 0.44344 | 0.86962 | 1
ALL | HIV | 217.76 | 0.44371 | 0.8701 | 1
ALL | HIV | 217.8237 | 0.44398 | 0.87011 | 1
ALL | HIV | 217.96 | 0.44426 | 0.87022 | 1
ALL | HIV | 218.039 | 0.44453 | 0.87023 | 1
ALL | HIV | 218.1324 | 0.4448 | 0.87024 | 1
ALL | HIV | 218.4087 | 0.44507 | 0.87065 | 1
ALL | HIV | 218.4568 | 0.44534 | 0.87066 | 1
ALL | HIV | 218.51 | 0.44561 | 0.87076 | 1
ALL | HIV | 218.52 | 0.44589 | 0.87278 | 1
ALL | HIV | 218.72 | 0.44616 | 0.87278 | 1
ALL | HIV | 218.8608 | 0.44643 | 0.87283 | 1
ALL | HIV | 218.8791 | 0.4467 | 0.87283 | 1
ALL | HIV | 218.9711 | 0.44697 | 0.87284 | 1
ALL | HIV | 219.0861 | 0.44725 | 0.87288 | 1
ALL | HIV | 219.12 | 0.44779 | 0.87306 | 2
ALL | HIV | 219.1382 | 0.44807 | 0.87311 | 1
ALL | HIV | 219.15 | 0.44834 | 0.87324 | 1
ALL | HIV | 219.2054 | 0.44861 | 0.87324 | 1
ALL | HIV | 219.3807 | 0.44888 | 0.87324 | 1
ALL | HIV | 219.4814 | 0.44916 | 0.87325 | 1
ALL | HIV | 219.7298 | 0.44943 | 0.87325 | 1
ALL | HIV | 219.7502 | 0.4497 | 0.87325 | 1
ALL | HIV | 219.7763 | 0.44998 | 0.87325 | 1
ALL | HIV | 219.97 | 0.45025 | 0.87451 | 1
ALL | HIV | 220.12 | 0.45052 | 0.87471 | 1
ALL | HIV | 220.31 | 0.4508 | 0.87471 | 1
ALL | HIV | 220.4146 | 0.45107 | 0.87473 | 1
ALL | HIV | 220.47 | 0.45135 | 0.87621 | 1
ALL | HIV | 220.52 | 0.45217 | 0.87621 | 3
ALL | HIV | 220.53 | 0.45245 | 0.87623 | 1
ALL | HIV | 220.58 | 0.45272 | 0.87623 | 1
ALL | HIV | 220.5802 | 0.45299 | 0.87623 | 1
ALL | HIV | 220.66 | 0.45327 | 0.87629 | 1
ALL | HIV | 220.6677 | 0.45354 | 0.87629 | 1
ALL | HIV | 220.8225 | 0.45382 | 0.8763 | 1
ALL | HIV | 220.9383 | 0.45409 | 0.8763 | 1
ALL | HIV | 220.97 | 0.45437 | 0.8764 | 1
ALL | HIV | 220.9713 | 0.45464 | 0.8764 | 1
ALL | HIV | 221.0532 | 0.45492 | 0.87641 | 1
ALL | HIV | 221.26 | 0.45519 | 0.87645 | 1
ALL | HIV | 221.2896 | 0.45547 | 0.87646 | 1
ALL | HIV | 221.2923 | 0.45574 | 0.87647 | 1
ALL | HIV | 221.3903 | 0.45602 | 0.87647 | 1
ALL | HIV | 221.6529 | 0.4563 | 0.87649 | 1
ALL | HIV | 221.7078 | 0.45657 | 0.87656 | 1
ALL | HIV | 221.88 | 0.45685 | 0.87691 | 1
ALL | HIV | 221.8935 | 0.45712 | 0.87691 | 1
ALL | HIV | 221.95 | 0.4574 | 0.87699 | 1
ALL | HIV | 222.05 | 0.45768 | 0.87767 | 1
ALL | HIV | 222.1191 | 0.45795 | 0.87779 | 1
ALL | HIV | 222.1609 | 0.45823 | 0.87781 | 1
ALL | HIV | 222.239 | 0.45851 | 0.87782 | 1
ALL | HIV | 222.24 | 0.45878 | 0.87791 | 1
ALL | HIV | 222.3154 | 0.45906 | 0.87791 | 1
ALL | HIV | 222.44 | 0.45934 | 0.87793 | 1
ALL | HIV | 222.4425 | 0.45961 | 0.87795 | 1
ALL | HIV | 222.55 | 0.45989 | 0.8781 | 1
ALL | HIV | 222.7984 | 0.46017 | 0.87811 | 1
ALL | HIV | 222.91 | 0.46044 | 0.87811 | 1
ALL | HIV | 222.9233 | 0.46072 | 0.87812 | 1
ALL | HIV | 223.1449 | 0.461 | 0.87812 | 1
ALL | HIV | 223.28 | 0.46128 | 0.8784 | 1
ALL | HIV | 223.3263 | 0.46155 | 0.87842 | 1
ALL | HIV | 223.45 | 0.46183 | 0.88092 | 1
ALL | HIV | 223.4945 | 0.46211 | 0.88093 | 1
ALL | HIV | 223.5214 | 0.46239 | 0.88093 | 1
ALL | HIV | 223.63 | 0.46267 | 0.88097 | 1
ALL | HIV | 223.7 | 0.46295 | 0.88325 | 1
ALL | HIV | 223.74 | 0.46322 | 0.8833 | 1
ALL | HIV | 223.9214 | 0.4635 | 0.8833 | 1
ALL | HIV | 224.05 | 0.46378 | 0.8833 | 1
ALL | HIV | 224.0733 | 0.46406 | 0.88331 | 1
ALL | HIV | 224.1992 | 0.46434 | 0.88334 | 1
ALL | HIV | 224.3602 | 0.46462 | 0.88334 | 1
ALL | HIV | 224.4005 | 0.4649 | 0.88335 | 1
ALL | HIV | 224.41 | 0.46518 | 0.88336 | 1
ALL | HIV | 224.418 | 0.46546 | 0.88337 | 1
ALL | HIV | 224.6548 | 0.46574 | 0.88337 | 1
ALL | HIV | 224.74 | 0.4663 | 0.88396 | 2
ALL | HIV | 224.75 | 0.46657 | 0.88399 | 1
ALL | HIV | 224.85 | 0.46685 | 0.88405 | 1
ALL | HIV | 224.9145 | 0.46713 | 0.88405 | 1
ALL | HIV | 224.94 | 0.46741 | 0.88498 | 1
ALL | HIV | 224.95 | 0.46769 | 0.88529 | 1
ALL | HIV | 225.0106 | 0.46797 | 0.8853 | 1
ALL | HIV | 225.53 | 0.46826 | 0.88534 | 1
ALL | HIV | 225.6766 | 0.46854 | 0.88534 | 1
ALL | HIV | 225.68 | 0.46882 | 0.88538 | 1
ALL | HIV | 225.72 | 0.4691 | 0.88544 | 1
ALL | HIV | 225.76 | 0.46966 | 0.88681 | 2
ALL | HIV | 225.86 | 0.46994 | 0.88681 | 1
ALL | HIV | 225.89 | 0.47022 | 0.88795 | 1
ALL | HIV | 225.8911 | 0.4705 | 0.88801 | 1
ALL | HIV | 225.9974 | 0.47078 | 0.88802 | 1
ALL | HIV | 226.0843 | 0.47107 | 0.88804 | 1
ALL | HIV | 226.1981 | 0.47135 | 0.88806 | 1
ALL | HIV | 226.2451 | 0.47163 | 0.88806 | 1
ALL | HIV | 226.3103 | 0.47191 | 0.88806 | 1
ALL | HIV | 226.359 | 0.47219 | 0.88806 | 1
ALL | HIV | 226.4 | 0.47247 | 0.88817 | 1
ALL | HIV | 226.52 | 0.47276 | 0.88817 | 1
ALL | HIV | 226.69 | 0.47304 | 0.88969 | 1
ALL | HIV | 226.81 | 0.47332 | 0.89093 | 1
ALL | HIV | 226.8102 | 0.4736 | 0.89093 | 1
ALL | HIV | 227.12 | 0.47388 | 0.89095 | 1
ALL | HIV | 227.3006 | 0.47417 | 0.89096 | 1
ALL | HIV | 227.3605 | 0.47445 | 0.89098 | 1
ALL | HIV | 227.4131 | 0.47473 | 0.89098 | 1
ALL | HIV | 227.59 | 0.47502 | 0.891 | 1
ALL | HIV | 227.6 | 0.4753 | 0.89107 | 1
ALL | HIV | 227.6356 | 0.47558 | 0.8911 | 1
ALL | HIV | 227.83 | 0.47587 | 0.89114 | 1
ALL | HIV | 227.86 | 0.47615 | 0.8914 | 1
ALL | HIV | 227.9298 | 0.47643 | 0.89151 | 1
ALL | HIV | 228.01 | 0.47672 | 0.89154 | 1
ALL | HIV | 228.0189 | 0.477 | 0.89154 | 1
ALL | HIV | 228.0962 | 0.47728 | 0.89154 | 1
ALL | HIV | 228.1062 | 0.47757 | 0.89155 | 1
ALL | HIV | 228.128 | 0.47785 | 0.89155 | 1
ALL | HIV | 228.1712 | 0.47814 | 0.89155 | 1
ALL | HIV | 228.7035 | 0.47842 | 0.89156 | 1
ALL | HIV | 228.78 | 0.47871 | 0.89192 | 1
ALL | HIV | 229.1273 | 0.47899 | 0.89193 | 1
ALL | HIV | 229.7825 | 0.47928 | 0.89206 | 1
ALL | HIV | 229.84 | 0.47956 | 0.89227 | 1
ALL | HIV | 229.92 | 0.47985 | 0.89227 | 1
ALL | HIV | 230.2283 | 0.48014 | 0.89229 | 1
ALL | HIV | 230.2567 | 0.48042 | 0.89229 | 1
ALL | HIV | 230.4 | 0.48071 | 0.89239 | 1
ALL | HIV | 230.42 | 0.481 | 0.89264 | 1
ALL | HIV | 230.51 | 0.48128 | 0.89328 | 1
ALL | HIV | 230.98 | 0.48157 | 0.89344 | 1
ALL | HIV | 231.21 | 0.48186 | 0.89344 | 1
ALL | HIV | 231.5486 | 0.48215 | 0.89347 | 1
ALL | HIV | 231.7161 | 0.48243 | 0.89347 | 1
ALL | HIV | 231.82 | 0.48272 | 0.89354 | 1
ALL | HIV | 231.88 | 0.48301 | 0.89358 | 1
ALL | HIV | 232.1273 | 0.4833 | 0.89359 | 1
ALL | HIV | 232.2195 | 0.48359 | 0.89359 | 1
ALL | HIV | 232.36 | 0.48388 | 0.89365 | 1
ALL | HIV | 232.7591 | 0.48417 | 0.89369 | 1
ALL | HIV | 232.8187 | 0.48446 | 0.89369 | 1
ALL | HIV | 232.84 | 0.48562 | 0.89376 | 4
ALL | HIV | 232.86 | 0.4862 | 0.89444 | 2
ALL | HIV | 232.89 | 0.48649 | 0.89446 | 1
ALL | HIV | 233.07 | 0.48678 | 0.89453 | 1
ALL | HIV | 233.1707 | 0.48707 | 0.89459 | 1
ALL | HIV | 233.2255 | 0.48736 | 0.89459 | 1
ALL | HIV | 233.2639 | 0.48765 | 0.89461 | 1
ALL | HIV | 233.28 | 0.48794 | 0.89468 | 1
ALL | HIV | 233.5331 | 0.48823 | 0.89475 | 1
ALL | HIV | 233.73 | 0.48852 | 0.89475 | 1
ALL | HIV | 233.79 | 0.48881 | 0.89482 | 1
ALL | HIV | 233.8139 | 0.4891 | 0.89483 | 1
ALL | HIV | 233.9 | 0.48939 | 0.89493 | 1
ALL | HIV | 233.93 | 0.48968 | 0.89503 | 1
ALL | HIV | 234.02 | 0.48997 | 0.89504 | 1
ALL | HIV | 234.25 | 0.49026 | 0.89504 | 1
ALL | HIV | 234.77 | 0.49056 | 0.89504 | 1
ALL | HIV | 235.02 | 0.49085 | 0.8951 | 1
ALL | HIV | 235.03 | 0.49114 | 0.8953 | 1
ALL | HIV | 235.1205 | 0.49143 | 0.8953 | 1
ALL | HIV | 235.33 | 0.49173 | 0.89539 | 1
ALL | HIV | 235.3891 | 0.49202 | 0.89539 | 1
ALL | HIV | 235.46 | 0.49231 | 0.89545 | 1
ALL | HIV | 235.48 | 0.49261 | 0.89545 | 1
ALL | HIV | 235.5553 | 0.4929 | 0.89546 | 1
ALL | HIV | 235.5633 | 0.49319 | 0.89546 | 1
ALL | HIV | 236.16 | 0.49349 | 0.8955 | 1
ALL | HIV | 236.2192 | 0.49378 | 0.89552 | 1
ALL | HIV | 236.26 | 0.49407 | 0.89556 | 1
ALL | HIV | 236.38 | 0.49437 | 0.89561 | 1
ALL | HIV | 236.5424 | 0.49466 | 0.89565 | 1
ALL | HIV | 236.5945 | 0.49496 | 0.89565 | 1
ALL | HIV | 236.64 | 0.49525 | 0.89574 | 1
ALL | HIV | 236.67 | 0.49555 | 0.89574 | 1
ALL | HIV | 236.68 | 0.49584 | 0.89574 | 1
ALL | HIV | 236.7177 | 0.49614 | 0.89575 | 1
ALL | HIV | 236.74 | 0.49643 | 0.89598 | 1
ALL | HIV | 236.8 | 0.49672 | 0.89599 | 1
ALL | HIV | 236.94 | 0.49702 | 0.896 | 1
ALL | HIV | 236.95 | 0.49731 | 0.89604 | 1
ALL | HIV | 236.9729 | 0.49761 | 0.89604 | 1
ALL | HIV | 237.55 | 0.4979 | 0.89608 | 1
ALL | HIV | 237.559 | 0.4982 | 0.89611 | 1
ALL | HIV | 237.57 | 0.4985 | 0.89612 | 1
ALL | HIV | 237.64 | 0.49879 | 0.8963 | 1
ALL | HIV | 237.77 | 0.49909 | 0.89634 | 1
ALL | HIV | 237.78 | 0.49938 | 0.89634 | 1
ALL | HIV | 238.0064 | 0.49968 | 0.89634 | 1
ALL | HIV | 238.08 | 0.49998 | 0.89635 | 1
ALL | HIV | 238.0883 | 0.50027 | 0.89643 | 1
ALL | HIV | 238.0909 | 0.50057 | 0.89649 | 1
ALL | HIV | 238.25 | 0.50086 | 0.89653 | 1
ALL | HIV | 238.292 | 0.50116 | 0.89654 | 1
ALL | HIV | 238.38 | 0.50146 | 0.89665 | 1
ALL | HIV | 239.0245 | 0.50176 | 0.89674 | 1
ALL | HIV | 239.05 | 0.50205 | 0.89681 | 1
ALL | HIV | 239.08 | 0.50235 | 0.89682 | 1
ALL | HIV | 239.0846 | 0.50265 | 0.89682 | 1
ALL | HIV | 239.13 | 0.50295 | 0.89683 | 1
ALL | HIV | 239.44 | 0.50324 | 0.89686 | 1
ALL | HIV | 239.4613 | 0.50354 | 0.89691 | 1
ALL | HIV | 239.5674 | 0.50384 | 0.89692 | 1
ALL | HIV | 239.69 | 0.50414 | 0.89715 | 1
ALL | HIV | 239.7 | 0.50444 | 0.89724 | 1
ALL | HIV | 239.74 | 0.50473 | 0.89749 | 1
ALL | HIV | 239.82 | 0.50503 | 0.8976 | 1
ALL | HIV | 239.952 | 0.50533 | 0.89764 | 1
ALL | HIV | 239.97 | 0.50563 | 0.89765 | 1
ALL | HIV | 240.0942 | 0.50593 | 0.89765 | 1
ALL | HIV | 240.16 | 0.50623 | 0.89767 | 1
ALL | HIV | 240.22 | 0.50653 | 0.89767 | 1
ALL | HIV | 240.4271 | 0.50683 | 0.89767 | 1
ALL | HIV | 240.46 | 0.50712 | 0.89773 | 1
ALL | HIV | 240.5598 | 0.50742 | 0.89773 | 1
ALL | HIV | 240.7 | 0.50772 | 0.89791 | 1
ALL | HIV | 240.7621 | 0.50802 | 0.89799 | 1
ALL | HIV | 240.9 | 0.50832 | 0.89803 | 1
ALL | HIV | 241.1116 | 0.50862 | 0.89806 | 1
ALL | HIV | 241.14 | 0.50892 | 0.89826 | 1
ALL | HIV | 241.272 | 0.50922 | 0.89827 | 1
ALL | HIV | 241.3823 | 0.50952 | 0.89828 | 1
ALL | HIV | 241.39 | 0.50982 | 0.89843 | 1
ALL | HIV | 241.51 | 0.51012 | 0.89851 | 1
ALL | HIV | 241.76 | 0.51043 | 0.89858 | 1
ALL | HIV | 241.78 | 0.51073 | 0.8986 | 1
ALL | HIV | 241.88 | 0.51103 | 0.89871 | 1
ALL | HIV | 241.91 | 0.51133 | 0.89876 | 1
ALL | HIV | 241.95 | 0.51163 | 0.89876 | 1
ALL | HIV | 242.09 | 0.51193 | 0.89884 | 1
ALL | HIV | 242.14 | 0.51223 | 0.89885 | 1
ALL | HIV | 242.17 | 0.51253 | 0.89893 | 1
ALL | HIV | 242.3236 | 0.51284 | 0.89894 | 1
ALL | HIV | 242.96 | 0.51314 | 0.89895 | 1
ALL | HIV | 243.17 | 0.51344 | 0.89896 | 1
ALL | HIV | 243.35 | 0.51374 | 0.89901 | 1
ALL | HIV | 243.3503 | 0.51405 | 0.89902 | 1
ALL | HIV | 244.16 | 0.51435 | 0.89905 | 1
ALL | HIV | 244.23 | 0.51465 | 0.89905 | 1
ALL | HIV | 244.33 | 0.51496 | 0.89924 | 1
ALL | HIV | 244.56 | 0.51526 | 0.89928 | 1
ALL | HIV | 244.57 | 0.51557 | 0.90013 | 1
ALL | HIV | 244.8059 | 0.51587 | 0.90025 | 1
ALL | HIV | 244.88 | 0.51618 | 0.90034 | 1
ALL | HIV | 244.93 | 0.51648 | 0.90045 | 1
ALL | HIV | 245.1064 | 0.51679 | 0.90048 | 1
ALL | HIV | 245.3 | 0.51709 | 0.90061 | 1
ALL | HIV | 245.3087 | 0.5174 | 0.90061 | 1
ALL | HIV | 245.46 | 0.5177 | 0.90087 | 1
ALL | HIV | 245.6 | 0.51801 | 0.90092 | 1
ALL | HIV | 245.6584 | 0.51831 | 0.90092 | 1
ALL | HIV | 245.731 | 0.51862 | 0.90104 | 1
ALL | HIV | 245.76 | 0.51892 | 0.90105 | 1
ALL | HIV | 245.86 | 0.51923 | 0.90105 | 1
ALL | HIV | 245.94 | 0.51954 | 0.90108 | 1
ALL | HIV | 246.11 | 0.51984 | 0.90111 | 1
ALL | HIV | 246.14 | 0.52015 | 0.90116 | 1
ALL | HIV | 246.26 | 0.52046 | 0.90152 | 1
ALL | HIV | 246.32 | 0.52076 | 0.90162 | 1
ALL | HIV | 246.3816 | 0.52107 | 0.90163 | 1
ALL | HIV | 246.4 | 0.52137 | 0.90164 | 1
ALL | HIV | 246.51 | 0.52199 | 0.90166 | 2
ALL | HIV | 246.548 | 0.5223 | 0.90166 | 1
ALL | HIV | 246.72 | 0.5226 | 0.90167 | 1
ALL | HIV | 246.7385 | 0.52291 | 0.90172 | 1
ALL | HIV | 246.742 | 0.52322 | 0.90175 | 1
ALL | HIV | 246.75 | 0.52352 | 0.90203 | 1
ALL | HIV | 246.78 | 0.52383 | 0.9021 | 1
ALL | HIV | 246.88 | 0.52414 | 0.90212 | 1
ALL | HIV | 246.97 | 0.52506 | 0.9022 | 3
ALL | HIV | 247.02 | 0.52537 | 0.90221 | 1
ALL | HIV | 247.3672 | 0.52567 | 0.90221 | 1
ALL | HIV | 247.55 | 0.52598 | 0.90221 | 1
ALL | HIV | 247.64 | 0.52629 | 0.90222 | 1
ALL | HIV | 247.68 | 0.5266 | 0.90225 | 1
ALL | HIV | 248.16 | 0.52691 | 0.90227 | 1
ALL | HIV | 248.2785 | 0.52722 | 0.90229 | 1
ALL | HIV | 248.3906 | 0.52753 | 0.9023 | 1
ALL | HIV | 248.9886 | 0.52784 | 0.90231 | 1
ALL | HIV | 249.33 | 0.52815 | 0.90234 | 1
ALL | HIV | 249.4486 | 0.52846 | 0.90234 | 1
ALL | HIV | 249.4719 | 0.52877 | 0.90239 | 1
ALL | HIV | 249.66 | 0.52908 | 0.90247 | 1
ALL | HIV | 250 | 0.52939 | 0.90253 | 1
ALL | HIV | 250.28 | 0.5297 | 0.90259 | 1
ALL | HIV | 250.36 | 0.53001 | 0.90263 | 1
ALL | HIV | 250.58 | 0.53032 | 0.90295 | 1
ALL | HIV | 250.73 | 0.53064 | 0.90295 | 1
ALL | HIV | 250.8266 | 0.53095 | 0.90296 | 1
ALL | HIV | 250.86 | 0.53126 | 0.90298 | 1
ALL | HIV | 250.97 | 0.53157 | 0.903 | 1
ALL | HIV | 251.03 | 0.53188 | 0.90303 | 1
ALL | HIV | 251.1037 | 0.5322 | 0.90303 | 1
ALL | HIV | 251.1317 | 0.53251 | 0.90304 | 1
ALL | HIV | 251.1713 | 0.53282 | 0.90315 | 1
ALL | HIV | 251.2181 | 0.53313 | 0.90316 | 1
ALL | HIV | 251.4314 | 0.53345 | 0.90316 | 1
ALL | HIV | 251.52 | 0.53376 | 0.90322 | 1
ALL | HIV | 251.59 | 0.53407 | 0.90326 | 1
ALL | HIV | 251.6807 | 0.53439 | 0.90327 | 1
ALL | HIV | 251.87 | 0.5347 | 0.9033 | 1
ALL | HIV | 252.31 | 0.53501 | 0.9033 | 1
ALL | HIV | 252.66 | 0.53533 | 0.9033 | 1
ALL | HIV | 252.6737 | 0.53564 | 0.90337 | 1
ALL | HIV | 252.74 | 0.53596 | 0.90344 | 1
ALL | HIV | 253.12 | 0.53627 | 0.90347 | 1
ALL | HIV | 253.39 | 0.5369 | 0.90357 | 2
ALL | HIV | 253.65 | 0.53722 | 0.90367 | 1
ALL | HIV | 253.7 | 0.53753 | 0.90375 | 1
ALL | HIV | 253.868 | 0.53785 | 0.90376 | 1
ALL | HIV | 253.9275 | 0.53817 | 0.90377 | 1
ALL | HIV | 254.16 | 0.53848 | 0.90394 | 1
ALL | HIV | 254.22 | 0.5388 | 0.90464 | 1
ALL | HIV | 254.35 | 0.53912 | 0.90471 | 1
ALL | HIV | 254.67 | 0.53943 | 0.90476 | 1
ALL | HIV | 254.81 | 0.53975 | 0.90512 | 1
ALL | HIV | 255.4818 | 0.54007 | 0.90514 | 1
ALL | HIV | 255.5466 | 0.54039 | 0.90516 | 1
ALL | HIV | 255.91 | 0.5407 | 0.9052 | 1
ALL | HIV | 256.0189 | 0.54102 | 0.90521 | 1
ALL | HIV | 256.04 | 0.54134 | 0.9054 | 1
ALL | HIV | 256.07 | 0.54166 | 0.90547 | 1
ALL | HIV | 256.1875 | 0.54198 | 0.90547 | 1
ALL | HIV | 256.41 | 0.5423 | 0.90563 | 1
ALL | HIV | 256.4248 | 0.54262 | 0.90564 | 1
ALL | HIV | 256.62 | 0.54294 | 0.90605 | 1
ALL | HIV | 256.8089 | 0.54326 | 0.90605 | 1
ALL | HIV | 256.96 | 0.54358 | 0.90609 | 1
ALL | HIV | 257.08 | 0.5439 | 0.90612 | 1
ALL | HIV | 257.2092 | 0.54422 | 0.90612 | 1
ALL | HIV | 257.2748 | 0.54454 | 0.90612 | 1
ALL | HIV | 257.34 | 0.54486 | 0.90614 | 1
ALL | HIV | 257.39 | 0.54518 | 0.90636 | 1
ALL | HIV | 257.49 | 0.5455 | 0.90636 | 1
ALL | HIV | 257.6866 | 0.54582 | 0.90636 | 1
ALL | HIV | 257.8089 | 0.54614 | 0.9064 | 1
ALL | HIV | 257.81 | 0.54646 | 0.90651 | 1
ALL | HIV | 257.87 | 0.54678 | 0.90654 | 1
ALL | HIV | 258.0301 | 0.5471 | 0.90663 | 1
ALL | HIV | 258.08 | 0.54742 | 0.90663 | 1
ALL | HIV | 258.38 | 0.54774 | 0.90672 | 1
ALL | HIV | 258.74 | 0.54807 | 0.90672 | 1
ALL | HIV | 259.02 | 0.54839 | 0.90683 | 1
ALL | HIV | 259.0782 | 0.54871 | 0.90684 | 1
ALL | HIV | 259.08 | 0.54903 | 0.90756 | 1
ALL | HIV | 259.2954 | 0.54935 | 0.90757 | 1
ALL | HIV | 259.32 | 0.54968 | 0.90773 | 1
ALL | HIV | 259.38 | 0.55 | 0.90775 | 1
ALL | HIV | 259.5899 | 0.55032 | 0.90793 | 1
ALL | HIV | 259.69 | 0.55065 | 0.90815 | 1
ALL | HIV | 260.36 | 0.55097 | 0.90819 | 1
ALL | HIV | 260.41 | 0.55129 | 0.90855 | 1
ALL | HIV | 260.7135 | 0.55162 | 0.90864 | 1
ALL | HIV | 260.9458 | 0.55194 | 0.90866 | 1
ALL | HIV | 261.1 | 0.55227 | 0.90879 | 1
ALL | HIV | 261.24 | 0.55259 | 0.90881 | 1
ALL | HIV | 261.27 | 0.55292 | 0.90891 | 1
ALL | HIV | 261.31 | 0.55357 | 0.90902 | 2
ALL | HIV | 261.3282 | 0.55389 | 0.90902 | 1
ALL | HIV | 261.4282 | 0.55422 | 0.90904 | 1
ALL | HIV | 261.53 | 0.55455 | 0.90905 | 1
ALL | HIV | 261.6127 | 0.55487 | 0.90906 | 1
ALL | HIV | 261.709 | 0.5552 | 0.90933 | 1
ALL | HIV | 261.84 | 0.55552 | 0.90943 | 1
ALL | HIV | 261.9596 | 0.55585 | 0.90944 | 1
ALL | HIV | 262.0287 | 0.55617 | 0.90945 | 1
ALL | HIV | 262.1699 | 0.5565 | 0.9098 | 1
ALL | HIV | 262.24 | 0.55683 | 0.90983 | 1
ALL | HIV | 262.3682 | 0.55715 | 0.90983 | 1
ALL | HIV | 262.41 | 0.55748 | 0.91001 | 1
ALL | HIV | 262.5044 | 0.55781 | 0.91002 | 1
ALL | HIV | 262.51 | 0.55813 | 0.91002 | 1
ALL | HIV | 262.61 | 0.55846 | 0.9103 | 1
ALL | HIV | 262.6518 | 0.55879 | 0.91047 | 1
ALL | HIV | 262.67 | 0.55911 | 0.91052 | 1
ALL | HIV | 262.9057 | 0.55944 | 0.91058 | 1
ALL | HIV | 262.9386 | 0.55977 | 0.91058 | 1
ALL | HIV | 263.06 | 0.5601 | 0.91058 | 1
ALL | HIV | 263.1472 | 0.56042 | 0.91059 | 1
ALL | HIV | 263.1843 | 0.56075 | 0.91059 | 1
ALL | HIV | 263.2095 | 0.56108 | 0.91059 | 1
ALL | HIV | 263.261 | 0.56141 | 0.9106 | 1
ALL | HIV | 263.4687 | 0.56173 | 0.91071 | 1
ALL | HIV | 264.29 | 0.56206 | 0.91071 | 1
ALL | HIV | 264.3188 | 0.56239 | 0.91073 | 1
ALL | HIV | 264.5831 | 0.56272 | 0.91073 | 1
ALL | HIV | 264.6022 | 0.56305 | 0.91073 | 1
ALL | HIV | 264.7204 | 0.56338 | 0.91077 | 1
ALL | HIV | 264.7609 | 0.56371 | 0.91078 | 1
ALL | HIV | 264.8166 | 0.56404 | 0.91115 | 1
ALL | HIV | 265.0087 | 0.56437 | 0.9112 | 1
ALL | HIV | 265.09 | 0.5647 | 0.9112 | 1
ALL | HIV | 265.39 | 0.56503 | 0.91121 | 1
ALL | HIV | 265.4821 | 0.56536 | 0.91122 | 1
ALL | HIV | 266.1646 | 0.56569 | 0.91123 | 1
ALL | HIV | 266.4 | 0.56602 | 0.91123 | 1
ALL | HIV | 266.44 | 0.56635 | 0.91125 | 1
ALL | HIV | 266.7 | 0.56668 | 0.9113 | 1
ALL | HIV | 266.88 | 0.56702 | 0.91143 | 1
ALL | HIV | 266.91 | 0.56735 | 0.91147 | 1
ALL | HIV | 267.25 | 0.56768 | 0.91148 | 1
ALL | HIV | 267.2978 | 0.56801 | 0.91155 | 1
ALL | HIV | 267.34 | 0.56835 | 0.91155 | 1
ALL | HIV | 267.67 | 0.56868 | 0.91356 | 1
ALL | HIV | 267.89 | 0.56901 | 0.91367 | 1
ALL | HIV | 267.91 | 0.56935 | 0.91373 | 1
ALL | HIV | 267.9199 | 0.56968 | 0.91373 | 1
ALL | HIV | 268.27 | 0.57001 | 0.91376 | 1
ALL | HIV | 268.5367 | 0.57035 | 0.91376 | 1
ALL | HIV | 268.86 | 0.57068 | 0.91381 | 1
ALL | HIV | 268.93 | 0.57102 | 0.91385 | 1
ALL | HIV | 269.3384 | 0.57135 | 0.91385 | 1
ALL | HIV | 269.72 | 0.57169 | 0.91386 | 1
ALL | HIV | 269.86 | 0.57202 | 0.91391 | 1
ALL | HIV | 269.9 | 0.57236 | 0.91391 | 1
ALL | HIV | 270.1716 | 0.5727 | 0.91391 | 1
ALL | HIV | 270.3003 | 0.57303 | 0.91396 | 1
ALL | HIV | 270.77 | 0.57337 | 0.91401 | 1
ALL | HIV | 270.92 | 0.57371 | 0.91415 | 1
ALL | HIV | 271.19 | 0.57404 | 0.91442 | 1
ALL | HIV | 271.32 | 0.57438 | 0.91448 | 1
ALL | HIV | 271.3391 | 0.57472 | 0.91448 | 1
ALL | HIV | 271.4234 | 0.57506 | 0.91448 | 1
ALL | HIV | 271.4669 | 0.57539 | 0.91449 | 1
ALL | HIV | 271.5944 | 0.57573 | 0.91458 | 1
ALL | HIV | 271.7459 | 0.57607 | 0.91475 | 1
ALL | HIV | 272.04 | 0.57641 | 0.91476 | 1
ALL | HIV | 272.07 | 0.57675 | 0.9148 | 1
ALL | HIV | 272.1231 | 0.57709 | 0.9148 | 1
ALL | HIV | 272.53 | 0.57743 | 0.91484 | 1
ALL | HIV | 272.6 | 0.57776 | 0.91543 | 1
ALL | HIV | 272.66 | 0.5781 | 0.91544 | 1
ALL | HIV | 272.8932 | 0.57844 | 0.91546 | 1
ALL | HIV | 272.9679 | 0.57878 | 0.91547 | 1
ALL | HIV | 273.02 | 0.57912 | 0.91549 | 1
ALL | HIV | 273.0208 | 0.57946 | 0.9155 | 1
ALL | HIV | 273.03 | 0.5798 | 0.91562 | 1
ALL | HIV | 273.1 | 0.58014 | 0.91566 | 1
ALL | HIV | 273.528 | 0.58048 | 0.91567 | 1
ALL | HIV | 273.5743 | 0.58082 | 0.9157 | 1
ALL | HIV | 273.62 | 0.58116 | 0.91573 | 1
ALL | HIV | 273.64 | 0.5815 | 0.91574 | 1
ALL | HIV | 273.8 | 0.58184 | 0.91613 | 1
ALL | HIV | 274.1796 | 0.58219 | 0.91613 | 1
ALL | HIV | 274.23 | 0.58253 | 0.91616 | 1
ALL | HIV | 274.2662 | 0.58287 | 0.91616 | 1
ALL | HIV | 274.2952 | 0.58321 | 0.91618 | 1
ALL | HIV | 274.3957 | 0.58355 | 0.91621 | 1
ALL | HIV | 274.4347 | 0.58389 | 0.91621 | 1
ALL | HIV | 274.5888 | 0.58423 | 0.91623 | 1
ALL | HIV | 274.7016 | 0.58458 | 0.91623 | 1
ALL | HIV | 274.71 | 0.58492 | 0.91623 | 1
ALL | HIV | 274.82 | 0.58526 | 0.91667 | 1
ALL | HIV | 274.89 | 0.5856 | 0.91686 | 1
ALL | HIV | 275.2182 | 0.58594 | 0.91687 | 1
ALL | HIV | 275.26 | 0.58629 | 0.91691 | 1
ALL | HIV | 275.4481 | 0.58663 | 0.91692 | 1
ALL | HIV | 275.74 | 0.58697 | 0.91692 | 1
ALL | HIV | 275.84 | 0.58732 | 0.91786 | 1
ALL | HIV | 276.16 | 0.58766 | 0.91793 | 1
ALL | HIV | 276.37 | 0.588 | 0.91799 | 1
ALL | HIV | 276.6015 | 0.58835 | 0.91803 | 1
ALL | HIV | 277.04 | 0.58869 | 0.91811 | 1
ALL | HIV | 277.0836 | 0.58904 | 0.91812 | 1
ALL | HIV | 277.28 | 0.58938 | 0.91822 | 1
ALL | HIV | 277.3 | 0.58973 | 0.91825 | 1
ALL | HIV | 277.3108 | 0.59007 | 0.91826 | 1
ALL | HIV | 277.9803 | 0.59042 | 0.91827 | 1
ALL | HIV | 277.9929 | 0.59076 | 0.91828 | 1
ALL | HIV | 278.37 | 0.59111 | 0.91851 | 1
ALL | HIV | 278.38 | 0.59146 | 0.91855 | 1
ALL | HIV | 278.4373 | 0.5918 | 0.91855 | 1
ALL | HIV | 278.5938 | 0.59215 | 0.91858 | 1
ALL | HIV | 278.88 | 0.59319 | 0.91862 | 3
ALL | HIV | 278.9317 | 0.59354 | 0.91862 | 1
ALL | HIV | 279 | 0.59389 | 0.91863 | 1
ALL | HIV | 279.11 | 0.59458 | 0.91996 | 2
ALL | HIV | 279.1376 | 0.59493 | 0.91996 | 1
ALL | HIV | 279.3579 | 0.59528 | 0.91997 | 1
ALL | HIV | 279.3798 | 0.59562 | 0.92001 | 1
ALL | HIV | 279.4308 | 0.59597 | 0.92001 | 1
ALL | HIV | 279.468 | 0.59632 | 0.92001 | 1
ALL | HIV | 279.5136 | 0.59667 | 0.92002 | 1
ALL | HIV | 279.575 | 0.59701 | 0.92002 | 1
ALL | HIV | 279.5824 | 0.59736 | 0.92003 | 1
ALL | HIV | 279.6649 | 0.59771 | 0.92003 | 1
ALL | HIV | 279.85 | 0.59806 | 0.92003 | 1
ALL | HIV | 279.9045 | 0.59841 | 0.92004 | 1
ALL | HIV | 279.93 | 0.59876 | 0.92006 | 1
ALL | HIV | 279.9536 | 0.5991 | 0.92012 | 1
ALL | HIV | 279.99 | 0.59945 | 0.92042 | 1
ALL | HIV | 280.0009 | 0.5998 | 0.92042 | 1
ALL | HIV | 280.08 | 0.60015 | 0.92065 | 1
ALL | HIV | 280.5576 | 0.6005 | 0.92065 | 1
ALL | HIV | 280.8022 | 0.60085 | 0.92066 | 1
ALL | HIV | 280.9719 | 0.6012 | 0.92073 | 1
ALL | HIV | 280.99 | 0.60155 | 0.92082 | 1
ALL | HIV | 281.3 | 0.60225 | 0.92105 | 2
ALL | HIV | 281.47 | 0.6026 | 0.92111 | 1
ALL | HIV | 281.6046 | 0.60295 | 0.92112 | 1
ALL | HIV | 281.61 | 0.6033 | 0.92113 | 1
ALL | HIV | 281.6376 | 0.60365 | 0.92114 | 1
ALL | HIV | 281.6535 | 0.604 | 0.92114 | 1
ALL | HIV | 281.83 | 0.60435 | 0.92114 | 1
ALL | HIV | 281.86 | 0.6047 | 0.92116 | 1
ALL | HIV | 282 | 0.60505 | 0.92125 | 1
ALL | HIV | 282.04 | 0.60575 | 0.92133 | 2
ALL | HIV | 282.32 | 0.6061 | 0.92138 | 1
ALL | HIV | 282.38 | 0.60646 | 0.92143 | 1
ALL | HIV | 282.6043 | 0.60681 | 0.92144 | 1
ALL | HIV | 282.6801 | 0.60716 | 0.92159 | 1
ALL | HIV | 282.7192 | 0.60751 | 0.92159 | 1
ALL | HIV | 282.7808 | 0.60786 | 0.92159 | 1
ALL | HIV | 283.15 | 0.60822 | 0.92165 | 1
ALL | HIV | 283.3391 | 0.60857 | 0.92172 | 1
ALL | HIV | 283.6677 | 0.60892 | 0.92172 | 1
ALL | HIV | 283.727 | 0.60927 | 0.92187 | 1
ALL | HIV | 283.84 | 0.60963 | 0.9221 | 1
ALL | HIV | 284.06 | 0.60998 | 0.92217 | 1
ALL | HIV | 284.2426 | 0.61033 | 0.92217 | 1
ALL | HIV | 284.37 | 0.61069 | 0.92233 | 1
ALL | HIV | 284.43 | 0.61104 | 0.92314 | 1
ALL | HIV | 284.58 | 0.6114 | 0.9252 | 1
ALL | HIV | 284.5841 | 0.61175 | 0.9252 | 1
ALL | HIV | 284.65 | 0.6121 | 0.92521 | 1
ALL | HIV | 285.17 | 0.61246 | 0.92522 | 1
ALL | HIV | 285.3536 | 0.61281 | 0.92522 | 1
ALL | HIV | 285.36 | 0.61317 | 0.92528 | 1
ALL | HIV | 285.5392 | 0.61352 | 0.92528 | 1
ALL | HIV | 285.79 | 0.61388 | 0.9253 | 1
ALL | HIV | 285.88 | 0.61424 | 0.92534 | 1
ALL | HIV | 285.91 | 0.61459 | 0.92538 | 1
ALL | HIV | 285.9342 | 0.61495 | 0.92551 | 1
ALL | HIV | 286.03 | 0.6153 | 0.92711 | 1
ALL | HIV | 286.1136 | 0.61566 | 0.92712 | 1
ALL | HIV | 286.1528 | 0.61602 | 0.92712 | 1
ALL | HIV | 286.4712 | 0.61637 | 0.92713 | 1
ALL | HIV | 286.76 | 0.61673 | 0.92713 | 1
ALL | HIV | 286.8 | 0.61709 | 0.92722 | 1
ALL | HIV | 286.9115 | 0.61744 | 0.92723 | 1
ALL | HIV | 286.9706 | 0.6178 | 0.92723 | 1
ALL | HIV | 287.28 | 0.61816 | 0.92724 | 1
ALL | HIV | 287.4085 | 0.61852 | 0.92724 | 1
ALL | HIV | 287.57 | 0.61887 | 0.92732 | 1
ALL | HIV | 287.7 | 0.61923 | 0.92733 | 1
ALL | HIV | 287.781 | 0.61959 | 0.92733 | 1
ALL | HIV | 287.795 | 0.61995 | 0.92734 | 1
ALL | HIV | 288.13 | 0.62031 | 0.92734 | 1
ALL | HIV | 289.3804 | 0.62067 | 0.92736 | 1
ALL | HIV | 289.86 | 0.62103 | 0.92746 | 1
ALL | HIV | 290.4487 | 0.62139 | 0.92747 | 1
ALL | HIV | 290.4812 | 0.62175 | 0.92752 | 1
ALL | HIV | 290.77 | 0.62211 | 0.92796 | 1
ALL | HIV | 290.78 | 0.62247 | 0.928 | 1
ALL | HIV | 291.3 | 0.62284 | 0.928 | 1
ALL | HIV | 291.36 | 0.6232 | 0.92808 | 1
ALL | HIV | 291.5 | 0.62356 | 0.92808 | 1
ALL | HIV | 291.5892 | 0.62392 | 0.92809 | 1
ALL | HIV | 291.62 | 0.62429 | 0.92815 | 1
ALL | HIV | 291.66 | 0.62465 | 0.9284 | 1
ALL | HIV | 291.73 | 0.62501 | 0.92849 | 1
ALL | HIV | 291.83 | 0.62538 | 0.92855 | 1
ALL | HIV | 291.97 | 0.62574 | 0.92855 | 1
ALL | HIV | 292.5883 | 0.6261 | 0.92856 | 1
ALL | HIV | 292.5884 | 0.62647 | 0.92856 | 1
ALL | HIV | 292.6287 | 0.62683 | 0.92858 | 1
ALL | HIV | 292.6559 | 0.6272 | 0.9286 | 1
ALL | HIV | 293.39 | 0.62756 | 0.92865 | 1
ALL | HIV | 294.23 | 0.62793 | 0.92865 | 1
ALL | HIV | 294.31 | 0.62829 | 0.92876 | 1
ALL | HIV | 294.3619 | 0.62866 | 0.92876 | 1
ALL | HIV | 294.42 | 0.62903 | 0.92876 | 1
ALL | HIV | 294.4501 | 0.62939 | 0.92876 | 1
ALL | HIV | 294.75 | 0.62976 | 0.92882 | 1
ALL | HIV | 294.9067 | 0.63013 | 0.92882 | 1
ALL | HIV | 294.92 | 0.63049 | 0.92883 | 1
ALL | HIV | 294.9415 | 0.63086 | 0.92883 | 1
ALL | HIV | 295.13 | 0.63123 | 0.92911 | 1
ALL | HIV | 295.4094 | 0.63159 | 0.92911 | 1
ALL | HIV | 295.43 | 0.63196 | 0.92911 | 1
ALL | HIV | 295.54 | 0.63233 | 0.92925 | 1
ALL | HIV | 296.2838 | 0.6327 | 0.92925 | 1
ALL | HIV | 296.76 | 0.63307 | 0.92934 | 1
ALL | HIV | 297.1792 | 0.63344 | 0.92934 | 1
ALL | HIV | 297.19 | 0.63381 | 0.92939 | 1
ALL | HIV | 297.3313 | 0.63418 | 0.9294 | 1
ALL | HIV | 297.42 | 0.63455 | 0.92948 | 1
ALL | HIV | 297.59 | 0.63492 | 0.92949 | 1
ALL | HIV | 298.01 | 0.63529 | 0.92952 | 1
ALL | HIV | 298.23 | 0.63566 | 0.93147 | 1
ALL | HIV | 298.56 | 0.63603 | 0.93151 | 1
ALL | HIV | 298.99 | 0.6364 | 0.93153 | 1
ALL | HIV | 299.1261 | 0.63678 | 0.93155 | 1
ALL | HIV | 299.3092 | 0.63715 | 0.93156 | 1
ALL | HIV | 299.31 | 0.63752 | 0.93196 | 1
ALL | HIV | 299.52 | 0.63789 | 0.932 | 1
ALL | HIV | 299.96 | 0.63827 | 0.932 | 1
ALL | HIV | 300.04 | 0.63864 | 0.93225 | 1
ALL | HIV | 300.34 | 0.63901 | 0.93226 | 1
ALL | HIV | 300.3722 | 0.63939 | 0.93227 | 1
ALL | HIV | 300.6587 | 0.63976 | 0.93227 | 1
ALL | HIV | 300.7089 | 0.64014 | 0.93227 | 1
ALL | HIV | 300.88 | 0.64051 | 0.93227 | 1
ALL | HIV | 301.23 | 0.64089 | 0.93431 | 1
ALL | HIV | 301.2981 | 0.64126 | 0.93431 | 1
ALL | HIV | 301.88 | 0.64164 | 0.93435 | 1
ALL | HIV | 302.209 | 0.64201 | 0.93435 | 1
ALL | HIV | 302.7117 | 0.64239 | 0.93436 | 1
ALL | HIV | 302.734 | 0.64277 | 0.93436 | 1
ALL | HIV | 302.78 | 0.64314 | 0.93438 | 1
ALL | HIV | 302.82 | 0.64352 | 0.93506 | 1
ALL | HIV | 302.83 | 0.6439 | 0.93512 | 1
ALL | HIV | 303.5861 | 0.64427 | 0.93513 | 1
ALL | HIV | 303.68 | 0.64465 | 0.93514 | 1
ALL | HIV | 303.92 | 0.64503 | 0.93517 | 1
ALL | HIV | 303.93 | 0.64541 | 0.93531 | 1
ALL | HIV | 304.03 | 0.64579 | 0.93534 | 1
ALL | HIV | 304.28 | 0.64616 | 0.93556 | 1
ALL | HIV | 304.6 | 0.64654 | 0.93612 | 1
ALL | HIV | 304.88 | 0.64692 | 0.93686 | 1
ALL | HIV | 305.68 | 0.6473 | 0.93686 | 1
ALL | HIV | 306.16 | 0.64768 | 0.93686 | 1
ALL | HIV | 306.34 | 0.64807 | 0.93687 | 1
ALL | HIV | 306.95 | 0.64845 | 0.93692 | 1
ALL | HIV | 307.1388 | 0.64883 | 0.93693 | 1
ALL | HIV | 307.322 | 0.64921 | 0.9371 | 1
ALL | HIV | 307.3336 | 0.64959 | 0.93794 | 1
ALL | HIV | 307.3634 | 0.64998 | 0.93795 | 1
ALL | HIV | 307.3647 | 0.65036 | 0.93795 | 1
ALL | HIV | 307.41 | 0.65074 | 0.93795 | 1
ALL | HIV | 307.43 | 0.65112 | 0.93805 | 1
ALL | HIV | 307.6779 | 0.65151 | 0.93806 | 1
ALL | HIV | 307.734 | 0.65189 | 0.93807 | 1
ALL | HIV | 307.8787 | 0.65227 | 0.93807 | 1
ALL | HIV | 308.13 | 0.65266 | 0.93807 | 1
ALL | HIV | 308.25 | 0.65304 | 0.93808 | 1
ALL | HIV | 308.45 | 0.65342 | 0.93849 | 1
ALL | HIV | 308.6905 | 0.65381 | 0.93851 | 1
ALL | HIV | 308.89 | 0.65419 | 0.93851 | 1
ALL | HIV | 309.52 | 0.65496 | 0.93853 | 2
ALL | HIV | 309.5421 | 0.65535 | 0.93853 | 1
ALL | HIV | 309.56 | 0.65573 | 0.9386 | 1
ALL | HIV | 310.1241 | 0.65612 | 0.93861 | 1
ALL | HIV | 310.1288 | 0.65651 | 0.93861 | 1
ALL | HIV | 310.1707 | 0.65689 | 0.93862 | 1
ALL | HIV | 310.18 | 0.65728 | 0.93862 | 1
ALL | HIV | 310.3446 | 0.65766 | 0.93863 | 1
ALL | HIV | 310.47 | 0.65805 | 0.93863 | 1
ALL | HIV | 310.64 | 0.65844 | 0.93866 | 1
ALL | HIV | 310.98 | 0.65882 | 0.93866 | 1
ALL | HIV | 311.07 | 0.65921 | 0.93885 | 1
ALL | HIV | 311.21 | 0.6596 | 0.93905 | 1
ALL | HIV | 311.5535 | 0.65999 | 0.93905 | 1
ALL | HIV | 311.81 | 0.66037 | 0.9392 | 1
ALL | HIV | 313.12 | 0.66076 | 0.9392 | 1
ALL | HIV | 313.49 | 0.66115 | 0.9392 | 1
ALL | HIV | 313.64 | 0.66154 | 0.93931 | 1
ALL | HIV | 313.99 | 0.66193 | 0.93931 | 1
ALL | HIV | 315.14 | 0.66233 | 0.93932 | 1
ALL | HIV | 315.34 | 0.66272 | 0.93934 | 1
ALL | HIV | 315.73 | 0.66311 | 0.93934 | 1
ALL | HIV | 315.9774 | 0.66351 | 0.93934 | 1
ALL | HIV | 316.09 | 0.6639 | 0.93941 | 1
ALL | HIV | 316.31 | 0.66429 | 0.93942 | 1
ALL | HIV | 316.65 | 0.66469 | 0.93952 | 1
ALL | HIV | 317.17 | 0.66508 | 0.93979 | 1
ALL | HIV | 317.6592 | 0.66548 | 0.93986 | 1
ALL | HIV | 317.81 | 0.66587 | 0.93992 | 1
ALL | HIV | 317.8338 | 0.66627 | 0.93993 | 1
ALL | HIV | 317.9025 | 0.66666 | 0.93993 | 1
ALL | HIV | 318.1098 | 0.66706 | 0.93994 | 1
ALL | HIV | 318.59 | 0.66746 | 0.93994 | 1
ALL | HIV | 318.6 | 0.66785 | 0.94001 | 1
ALL | HIV | 318.7845 | 0.66825 | 0.94001 | 1
ALL | HIV | 318.8068 | 0.66864 | 0.94003 | 1
ALL | HIV | 319.09 | 0.66904 | 0.94006 | 1
ALL | HIV | 319.51 | 0.66944 | 0.94021 | 1
ALL | HIV | 319.54 | 0.66984 | 0.94054 | 1
ALL | HIV | 319.5839 | 0.67023 | 0.94054 | 1
ALL | HIV | 320.18 | 0.67063 | 0.9406 | 1
ALL | HIV | 320.83 | 0.67103 | 0.94107 | 1
ALL | HIV | 321.05 | 0.67143 | 0.94109 | 1
ALL | HIV | 321.2007 | 0.67183 | 0.94109 | 1
ALL | HIV | 321.69 | 0.67223 | 0.94114 | 1
ALL | HIV | 321.9216 | 0.67263 | 0.94114 | 1
ALL | HIV | 322.05 | 0.67303 | 0.94117 | 1
ALL | HIV | 322.15 | 0.67343 | 0.94119 | 1
ALL | HIV | 322.2562 | 0.67384 | 0.94119 | 1
ALL | HIV | 323.39 | 0.67464 | 0.94196 | 2
ALL | HIV | 323.86 | 0.67504 | 0.94198 | 1
ALL | HIV | 324.14 | 0.67545 | 0.94206 | 1
ALL | HIV | 324.24 | 0.67585 | 0.94207 | 1
ALL | HIV | 325.5242 | 0.67626 | 0.94208 | 1
ALL | HIV | 325.89 | 0.67666 | 0.94218 | 1
ALL | HIV | 325.9444 | 0.67707 | 0.94218 | 1
ALL | HIV | 325.98 | 0.67747 | 0.94219 | 1
ALL | HIV | 326.26 | 0.67788 | 0.94221 | 1
ALL | HIV | 326.42 | 0.67828 | 0.94224 | 1
ALL | HIV | 327.6124 | 0.67869 | 0.94224 | 1
ALL | HIV | 327.7679 | 0.6791 | 0.94225 | 1
ALL | HIV | 328.2981 | 0.67951 | 0.94225 | 1
ALL | HIV | 329.09 | 0.67992 | 0.9428 | 1
ALL | HIV | 329.1 | 0.68033 | 0.9428 | 1
ALL | HIV | 329.29 | 0.68115 | 0.94285 | 2
ALL | HIV | 329.34 | 0.68156 | 0.94286 | 1
ALL | HIV | 329.9208 | 0.68197 | 0.94286 | 1
ALL | HIV | 329.94 | 0.68238 | 0.94336 | 1
ALL | HIV | 330.22 | 0.68279 | 0.94337 | 1
ALL | HIV | 330.63 | 0.6832 | 0.94339 | 1
ALL | HIV | 330.71 | 0.68361 | 0.9436 | 1
ALL | HIV | 331.3876 | 0.68402 | 0.94367 | 1
ALL | HIV | 332 | 0.68526 | 0.94383 | 3
ALL | HIV | 332.06 | 0.68568 | 0.94388 | 1
ALL | HIV | 332.2835 | 0.68609 | 0.94389 | 1
ALL | HIV | 332.61 | 0.6865 | 0.9439 | 1
ALL | HIV | 333.53 | 0.68692 | 0.94391 | 1
ALL | HIV | 333.7237 | 0.68733 | 0.94391 | 1
ALL | HIV | 333.73 | 0.68775 | 0.94394 | 1
ALL | HIV | 333.936 | 0.68816 | 0.94395 | 1
ALL | HIV | 334.34 | 0.68858 | 0.94582 | 1
ALL | HIV | 334.48 | 0.689 | 0.94582 | 1
ALL | HIV | 334.99 | 0.68941 | 0.9459 | 1
ALL | HIV | 335.1549 | 0.68983 | 0.9459 | 1
ALL | HIV | 335.29 | 0.69025 | 0.946 | 1
ALL | HIV | 335.3771 | 0.69067 | 0.94603 | 1
ALL | HIV | 335.763 | 0.69108 | 0.94603 | 1
ALL | HIV | 335.85 | 0.6915 | 0.94604 | 1
ALL | HIV | 336 | 0.69192 | 0.94607 | 1
ALL | HIV | 336.26 | 0.69234 | 0.94618 | 1
ALL | HIV | 337.56 | 0.69276 | 0.94619 | 1
ALL | HIV | 337.65 | 0.69318 | 0.94631 | 1
ALL | HIV | 338.09 | 0.6936 | 0.94634 | 1
ALL | HIV | 338.73 | 0.69402 | 0.94638 | 1
ALL | HIV | 338.7374 | 0.69444 | 0.9464 | 1
ALL | HIV | 339.2417 | 0.69486 | 0.9464 | 1
ALL | HIV | 339.5 | 0.69529 | 0.94663 | 1
ALL | HIV | 340.03 | 0.69571 | 0.94663 | 1
ALL | HIV | 340.3498 | 0.69613 | 0.94663 | 1
ALL | HIV | 340.45 | 0.69656 | 0.94663 | 1
ALL | HIV | 340.6499 | 0.69698 | 0.94663 | 1
ALL | HIV | 340.6974 | 0.6974 | 0.94664 | 1
ALL | HIV | 341.02 | 0.69783 | 0.94665 | 1
ALL | HIV | 341.7615 | 0.69825 | 0.94665 | 1
ALL | HIV | 341.95 | 0.69868 | 0.94826 | 1
ALL | HIV | 342.1188 | 0.69911 | 0.94826 | 1
ALL | HIV | 342.63 | 0.69953 | 0.94827 | 1
ALL | HIV | 343.06 | 0.69996 | 0.94892 | 1
ALL | HIV | 343.4 | 0.70039 | 0.95016 | 1
ALL | HIV | 343.43 | 0.70167 | 0.95029 | 3
ALL | HIV | 343.63 | 0.7021 | 0.95187 | 1
ALL | HIV | 343.69 | 0.70252 | 0.95189 | 1
ALL | HIV | 344.19 | 0.70295 | 0.95191 | 1
ALL | HIV | 344.31 | 0.70338 | 0.95258 | 1
ALL | HIV | 344.8 | 0.70381 | 0.95259 | 1
ALL | HIV | 345.0891 | 0.70424 | 0.95259 | 1
ALL | HIV | 345.1764 | 0.70467 | 0.95259 | 1
ALL | HIV | 345.4788 | 0.7051 | 0.95259 | 1
ALL | HIV | 345.65 | 0.70553 | 0.95265 | 1
ALL | HIV | 345.91 | 0.70596 | 0.95294 | 1
ALL | HIV | 345.9843 | 0.70639 | 0.95294 | 1
ALL | HIV | 346.11 | 0.70682 | 0.95299 | 1
ALL | HIV | 347.03 | 0.70725 | 0.95304 | 1
ALL | HIV | 347.48 | 0.70768 | 0.95309 | 1
ALL | HIV | 347.62 | 0.70812 | 0.95312 | 1
ALL | HIV | 348.04 | 0.70855 | 0.95426 | 1
ALL | HIV | 348.13 | 0.70898 | 0.95535 | 1
ALL | HIV | 348.829 | 0.70942 | 0.95535 | 1
ALL | HIV | 349.58 | 0.70985 | 0.95535 | 1
ALL | HIV | 349.67 | 0.71029 | 0.95536 | 1
ALL | HIV | 350.07 | 0.71072 | 0.95539 | 1
ALL | HIV | 350.44 | 0.71116 | 0.95541 | 1
ALL | HIV | 350.501 | 0.7116 | 0.95541 | 1
ALL | HIV | 350.84 | 0.71203 | 0.9555 | 1
ALL | HIV | 351.31 | 0.71247 | 0.95551 | 1
ALL | HIV | 352.0502 | 0.71291 | 0.95551 | 1
ALL | HIV | 353.41 | 0.71335 | 0.95571 | 1
ALL | HIV | 354.3 | 0.71379 | 0.95574 | 1
ALL | HIV | 354.56 | 0.71423 | 0.95585 | 1
ALL | HIV | 355.0814 | 0.71467 | 0.95585 | 1
ALL | HIV | 355.33 | 0.71511 | 0.95587 | 1
ALL | HIV | 355.7509 | 0.71556 | 0.95588 | 1
ALL | HIV | 355.77 | 0.716 | 0.95588 | 1
ALL | HIV | 355.9962 | 0.71644 | 0.95588 | 1
ALL | HIV | 356.5734 | 0.71688 | 0.95588 | 1
ALL | HIV | 357.03 | 0.71733 | 0.95594 | 1
ALL | HIV | 357.1567 | 0.71777 | 0.95594 | 1
ALL | HIV | 357.35 | 0.71822 | 0.95595 | 1
ALL | HIV | 358.84 | 0.71866 | 0.95642 | 1
ALL | HIV | 359.1 | 0.71911 | 0.9565 | 1
ALL | HIV | 359.17 | 0.71956 | 0.95686 | 1
ALL | HIV | 359.3 | 0.72001 | 0.9573 | 1
ALL | HIV | 359.33 | 0.72045 | 0.9573 | 1
ALL | HIV | 359.53 | 0.7209 | 0.95733 | 1
ALL | HIV | 359.7413 | 0.72135 | 0.95733 | 1
ALL | HIV | 360.1851 | 0.7218 | 0.95735 | 1
ALL | HIV | 360.2429 | 0.72224 | 0.95737 | 1
ALL | HIV | 360.2598 | 0.72269 | 0.95738 | 1
ALL | HIV | 360.3577 | 0.72314 | 0.9574 | 1
ALL | HIV | 360.37 | 0.72359 | 0.9574 | 1
ALL | HIV | 360.8997 | 0.72404 | 0.9574 | 1
ALL | HIV | 361.07 | 0.72449 | 0.95744 | 1
ALL | HIV | 361.77 | 0.72494 | 0.95744 | 1
ALL | HIV | 361.8172 | 0.72539 | 0.95744 | 1
ALL | HIV | 362.17 | 0.72584 | 0.95744 | 1
ALL | HIV | 362.61 | 0.72629 | 0.95747 | 1
ALL | HIV | 363.23 | 0.72674 | 0.95751 | 1
ALL | HIV | 363.3847 | 0.72719 | 0.95751 | 1
ALL | HIV | 363.7094 | 0.72765 | 0.95752 | 1
ALL | HIV | 363.81 | 0.7281 | 0.95756 | 1
ALL | HIV | 363.86 | 0.72855 | 0.95758 | 1
ALL | HIV | 363.93 | 0.72901 | 0.95771 | 1
ALL | HIV | 364.24 | 0.72946 | 0.95781 | 1
ALL | HIV | 364.61 | 0.72991 | 0.95782 | 1
ALL | HIV | 365.2539 | 0.73037 | 0.95782 | 1
ALL | HIV | 365.38 | 0.73082 | 0.95783 | 1
ALL | HIV | 365.4795 | 0.73128 | 0.95784 | 1
ALL | HIV | 365.5 | 0.73173 | 0.95796 | 1
ALL | HIV | 365.5475 | 0.73219 | 0.95796 | 1
ALL | HIV | 365.6184 | 0.73264 | 0.95802 | 1
ALL | HIV | 366.5053 | 0.7331 | 0.95802 | 1
ALL | HIV | 366.6404 | 0.73355 | 0.95804 | 1
ALL | HIV | 366.7714 | 0.73401 | 0.95804 | 1
ALL | HIV | 366.8549 | 0.73447 | 0.95804 | 1
ALL | HIV | 366.8818 | 0.73492 | 0.95804 | 1
ALL | HIV | 366.96 | 0.73538 | 0.95806 | 1
ALL | HIV | 367.2818 | 0.73584 | 0.95806 | 1
ALL | HIV | 367.57 | 0.73629 | 0.95806 | 1
ALL | HIV | 367.7784 | 0.73675 | 0.95806 | 1
ALL | HIV | 368.31 | 0.73721 | 0.9582 | 1
ALL | HIV | 368.7293 | 0.73767 | 0.95844 | 1
ALL | HIV | 368.79 | 0.73813 | 0.9588 | 1
ALL | HIV | 368.87 | 0.73859 | 0.95887 | 1
ALL | HIV | 369.17 | 0.73905 | 0.9589 | 1
ALL | HIV | 369.2433 | 0.73951 | 0.95891 | 1
ALL | HIV | 369.44 | 0.73997 | 0.95892 | 1
ALL | HIV | 369.45 | 0.74043 | 0.95893 | 1
ALL | HIV | 369.49 | 0.74088 | 0.95907 | 1
ALL | HIV | 369.6117 | 0.74134 | 0.95907 | 1
ALL | HIV | 369.71 | 0.7418 | 0.95907 | 1
ALL | HIV | 369.76 | 0.74226 | 0.95908 | 1
ALL | HIV | 370.0054 | 0.74273 | 0.95908 | 1
ALL | HIV | 370.54 | 0.74319 | 0.95909 | 1
ALL | HIV | 370.55 | 0.74365 | 0.95925 | 1
ALL | HIV | 370.639 | 0.74411 | 0.95927 | 1
ALL | HIV | 370.89 | 0.74457 | 0.95927 | 1
ALL | HIV | 370.91 | 0.74503 | 0.95932 | 1
ALL | HIV | 370.9459 | 0.74549 | 0.95932 | 1
ALL | HIV | 370.996 | 0.74596 | 0.95932 | 1
ALL | HIV | 371.16 | 0.74642 | 0.95933 | 1
ALL | HIV | 371.75 | 0.74688 | 0.95938 | 1
ALL | HIV | 371.81 | 0.74734 | 0.95947 | 1
ALL | HIV | 371.9915 | 0.74781 | 0.95948 | 1
ALL | HIV | 372.4877 | 0.74827 | 0.95948 | 1
ALL | HIV | 373.04 | 0.74873 | 0.95951 | 1
ALL | HIV | 373.704 | 0.7492 | 0.9596 | 1
ALL | HIV | 374.24 | 0.74966 | 0.9596 | 1
ALL | HIV | 374.56 | 0.75013 | 0.95964 | 1
ALL | HIV | 374.71 | 0.7506 | 0.96028 | 1
ALL | HIV | 375.96 | 0.75106 | 0.96033 | 1
ALL | HIV | 376.06 | 0.75153 | 0.96034 | 1
ALL | HIV | 376.14 | 0.752 | 0.96045 | 1
ALL | HIV | 376.1791 | 0.75247 | 0.96045 | 1
ALL | HIV | 376.5 | 0.75294 | 0.96051 | 1
ALL | HIV | 376.5482 | 0.75341 | 0.96052 | 1
ALL | HIV | 377.23 | 0.75387 | 0.96053 | 1
ALL | HIV | 377.4061 | 0.75434 | 0.96054 | 1
ALL | HIV | 377.7597 | 0.75481 | 0.96054 | 1
ALL | HIV | 378.39 | 0.75529 | 0.96097 | 1
ALL | HIV | 378.49 | 0.75576 | 0.96115 | 1
ALL | HIV | 379.4492 | 0.75623 | 0.96116 | 1
ALL | HIV | 379.57 | 0.7567 | 0.96121 | 1
ALL | HIV | 379.78 | 0.75717 | 0.96127 | 1
ALL | HIV | 379.8319 | 0.75765 | 0.96127 | 1
ALL | HIV | 380.0219 | 0.75812 | 0.96127 | 1
ALL | HIV | 380.53 | 0.75859 | 0.96129 | 1
ALL | HIV | 380.67 | 0.75907 | 0.96129 | 1
ALL | HIV | 380.68 | 0.75954 | 0.9613 | 1
ALL | HIV | 380.88 | 0.76001 | 0.9613 | 1
ALL | HIV | 381.07 | 0.76049 | 0.96146 | 1
ALL | HIV | 381.0999 | 0.76096 | 0.96146 | 1
ALL | HIV | 381.16 | 0.76144 | 0.96155 | 1
ALL | HIV | 381.5487 | 0.76191 | 0.96155 | 1
ALL | HIV | 381.6524 | 0.76239 | 0.96155 | 1
ALL | HIV | 382.1776 | 0.76286 | 0.96155 | 1
ALL | HIV | 382.18 | 0.76334 | 0.9616 | 1
ALL | HIV | 382.22 | 0.76381 | 0.96187 | 1
ALL | HIV | 383.71 | 0.76429 | 0.96224 | 1
ALL | HIV | 384.005 | 0.76477 | 0.96224 | 1
ALL | HIV | 384.48 | 0.76525 | 0.96224 | 1
ALL | HIV | 384.66 | 0.76573 | 0.96228 | 1
ALL | HIV | 385.08 | 0.7662 | 0.96231 | 1
ALL | HIV | 385.31 | 0.76668 | 0.96289 | 1
ALL | HIV | 385.42 | 0.76716 | 0.9638 | 1
ALL | HIV | 385.83 | 0.76764 | 0.96381 | 1
ALL | HIV | 385.93 | 0.76812 | 0.96395 | 1
ALL | HIV | 386.124 | 0.7686 | 0.96405 | 1
ALL | HIV | 386.1351 | 0.76908 | 0.96405 | 1
ALL | HIV | 386.3274 | 0.76957 | 0.96416 | 1
ALL | HIV | 386.74 | 0.77005 | 0.96421 | 1
ALL | HIV | 386.78 | 0.77053 | 0.96491 | 1
ALL | HIV | 387.1889 | 0.77101 | 0.96491 | 1
ALL | HIV | 387.64 | 0.77149 | 0.96492 | 1
ALL | HIV | 387.6541 | 0.77197 | 0.96492 | 1
ALL | HIV | 387.73 | 0.77246 | 0.96493 | 1
ALL | HIV | 388.01 | 0.77294 | 0.965 | 1
ALL | HIV | 388.4156 | 0.77342 | 0.965 | 1
ALL | HIV | 388.44 | 0.77391 | 0.96502 | 1
ALL | HIV | 389.07 | 0.77439 | 0.96535 | 1
ALL | HIV | 389.43 | 0.77488 | 0.96542 | 1
ALL | HIV | 390.65 | 0.77536 | 0.96545 | 1
ALL | HIV | 390.89 | 0.77585 | 0.96558 | 1
ALL | HIV | 391 | 0.77633 | 0.9656 | 1
ALL | HIV | 391.12 | 0.77682 | 0.96576 | 1
ALL | HIV | 392.6152 | 0.77731 | 0.96576 | 1
ALL | HIV | 392.94 | 0.7778 | 0.96645 | 1
ALL | HIV | 393.89 | 0.77829 | 0.96646 | 1
ALL | HIV | 393.98 | 0.77878 | 0.96647 | 1
ALL | HIV | 393.99 | 0.77927 | 0.9666 | 1
ALL | HIV | 394.18 | 0.77976 | 0.96662 | 1
ALL | HIV | 394.97 | 0.78025 | 0.96682 | 1
ALL | HIV | 395.38 | 0.78074 | 0.96682 | 1
ALL | HIV | 395.6198 | 0.78124 | 0.96682 | 1
ALL | HIV | 395.66 | 0.78173 | 0.96684 | 1
ALL | HIV | 395.68 | 0.78222 | 0.96685 | 1
ALL | HIV | 396.31 | 0.78271 | 0.96691 | 1
ALL | HIV | 396.87 | 0.78321 | 0.96692 | 1
ALL | HIV | 397.45 | 0.7837 | 0.96698 | 1
ALL | HIV | 397.68 | 0.7842 | 0.96707 | 1
ALL | HIV | 398.3101 | 0.78469 | 0.96707 | 1
ALL | HIV | 399.11 | 0.78519 | 0.96709 | 1
ALL | HIV | 399.44 | 0.78569 | 0.96743 | 1
ALL | HIV | 399.53 | 0.78618 | 0.96766 | 1
ALL | HIV | 400.08 | 0.78668 | 0.96897 | 1
ALL | HIV | 400.1693 | 0.78718 | 0.96897 | 1
ALL | HIV | 400.4 | 0.78768 | 0.96897 | 1
ALL | HIV | 400.5696 | 0.78818 | 0.96897 | 1
ALL | HIV | 400.86 | 0.78867 | 0.96909 | 1
ALL | HIV | 401.02 | 0.78917 | 0.96916 | 1
ALL | HIV | 401.95 | 0.78967 | 0.97034 | 1
ALL | HIV | 401.97 | 0.79017 | 0.97035 | 1
ALL | HIV | 402.2033 | 0.79067 | 0.97035 | 1
ALL | HIV | 403.32 | 0.79118 | 0.97045 | 1
ALL | HIV | 404.78 | 0.79168 | 0.97049 | 1
ALL | HIV | 404.7887 | 0.79218 | 0.97049 | 1
ALL | HIV | 405.3245 | 0.79269 | 0.97049 | 1
ALL | HIV | 405.5 | 0.79319 | 0.97052 | 1
ALL | HIV | 406.28 | 0.7937 | 0.97055 | 1
ALL | HIV | 406.29 | 0.7942 | 0.97063 | 1
ALL | HIV | 406.5076 | 0.79471 | 0.97063 | 1
ALL | HIV | 406.5699 | 0.79522 | 0.97063 | 1
ALL | HIV | 407.22 | 0.79572 | 0.97064 | 1
ALL | HIV | 408.5172 | 0.79623 | 0.97072 | 1
ALL | HIV | 408.6027 | 0.79674 | 0.97073 | 1
ALL | HIV | 408.98 | 0.79725 | 0.97122 | 1
ALL | HIV | 409.0026 | 0.79776 | 0.97123 | 1
ALL | HIV | 409.03 | 0.79827 | 0.97131 | 1
ALL | HIV | 409.0872 | 0.79878 | 0.97131 | 1
ALL | HIV | 409.1 | 0.79928 | 0.97132 | 1
ALL | HIV | 409.34 | 0.79979 | 0.9719 | 1
ALL | HIV | 409.5392 | 0.8003 | 0.9719 | 1
ALL | HIV | 410.11 | 0.80081 | 0.97555 | 1
ALL | HIV | 410.3376 | 0.80132 | 0.97555 | 1
ALL | HIV | 410.62 | 0.80184 | 0.97555 | 1
ALL | HIV | 411.2803 | 0.80235 | 0.97555 | 1
ALL | HIV | 411.8971 | 0.80286 | 0.97555 | 1
ALL | HIV | 411.99 | 0.80337 | 0.97561 | 1
ALL | HIV | 414.27 | 0.80389 | 0.97699 | 1
ALL | HIV | 414.93 | 0.8044 | 0.97707 | 1
ALL | HIV | 414.9548 | 0.80492 | 0.97708 | 1
ALL | HIV | 415.29 | 0.80544 | 0.97775 | 1
ALL | HIV | 415.49 | 0.80647 | 0.9783 | 2
ALL | HIV | 416.6 | 0.80699 | 0.97833 | 1
ALL | HIV | 416.76 | 0.80751 | 0.97837 | 1
ALL | HIV | 416.8603 | 0.80803 | 0.97838 | 1
ALL | HIV | 417.43 | 0.80855 | 0.97851 | 1
ALL | HIV | 417.6266 | 0.80907 | 0.97852 | 1
ALL | HIV | 417.7951 | 0.80959 | 0.97852 | 1
ALL | HIV | 418.062 | 0.81011 | 0.97852 | 1
ALL | HIV | 418.5786 | 0.81063 | 0.97852 | 1
ALL | HIV | 418.59 | 0.81115 | 0.97853 | 1
ALL | HIV | 418.8831 | 0.81167 | 0.97854 | 1
ALL | HIV | 419.89 | 0.81219 | 0.97854 | 1
ALL | HIV | 420.1713 | 0.81271 | 0.97868 | 1
ALL | HIV | 420.2299 | 0.81324 | 0.97868 | 1
ALL | HIV | 420.66 | 0.81376 | 0.97868 | 1
ALL | HIV | 421.73 | 0.81429 | 0.97872 | 1
ALL | HIV | 422.24 | 0.81481 | 0.97872 | 1
ALL | HIV | 422.874 | 0.81534 | 0.97872 | 1
ALL | HIV | 423.05 | 0.81586 | 0.97876 | 1
ALL | HIV | 423.15 | 0.81639 | 0.97883 | 1
ALL | HIV | 423.2649 | 0.81692 | 0.97883 | 1
ALL | HIV | 423.314 | 0.81744 | 0.97883 | 1
ALL | HIV | 423.74 | 0.81797 | 0.97885 | 1
ALL | HIV | 424.4786 | 0.8185 | 0.97885 | 1
ALL | HIV | 424.7212 | 0.81903 | 0.97885 | 1
ALL | HIV | 424.7798 | 0.81956 | 0.97892 | 1
ALL | HIV | 424.9254 | 0.82009 | 0.97892 | 1
ALL | HIV | 424.965 | 0.82061 | 0.97892 | 1
ALL | HIV | 426.0405 | 0.82114 | 0.97893 | 1
ALL | HIV | 426.27 | 0.82167 | 0.97893 | 1
ALL | HIV | 426.74 | 0.82221 | 0.97894 | 1
ALL | HIV | 426.76 | 0.82274 | 0.979 | 1
ALL | HIV | 427.0874 | 0.82327 | 0.97901 | 1
ALL | HIV | 427.3 | 0.8238 | 0.97906 | 1
ALL | HIV | 427.5 | 0.82433 | 0.97908 | 1
ALL | HIV | 427.603 | 0.82486 | 0.97908 | 1
ALL | HIV | 427.9445 | 0.8254 | 0.97908 | 1
ALL | HIV | 428.6 | 0.82593 | 0.97955 | 1
ALL | HIV | 428.8226 | 0.82646 | 0.97956 | 1
ALL | HIV | 428.8996 | 0.827 | 0.97956 | 1
ALL | HIV | 428.94 | 0.82753 | 0.97957 | 1
ALL | HIV | 429.14 | 0.82807 | 0.97994 | 1
ALL | HIV | 429.2946 | 0.8286 | 0.97994 | 1
ALL | HIV | 430.35 | 0.82913 | 0.97995 | 1
ALL | HIV | 430.7689 | 0.82967 | 0.97995 | 1
ALL | HIV | 430.89 | 0.83021 | 0.98317 | 1
ALL | HIV | 430.94 | 0.83074 | 0.98335 | 1
ALL | HIV | 432.38 | 0.83128 | 0.98346 | 1
ALL | HIV | 433.31 | 0.83182 | 0.98349 | 1
ALL | HIV | 433.8091 | 0.83236 | 0.98349 | 1
ALL | HIV | 434.07 | 0.8329 | 0.9835 | 1
ALL | HIV | 434.16 | 0.83344 | 0.9835 | 1
ALL | HIV | 434.1892 | 0.83398 | 0.9835 | 1
ALL | HIV | 434.41 | 0.83452 | 0.98355 | 1
ALL | HIV | 434.8 | 0.83506 | 0.98361 | 1
ALL | HIV | 435.25 | 0.8356 | 0.98382 | 1
ALL | HIV | 435.5316 | 0.83615 | 0.98382 | 1
ALL | HIV | 435.6579 | 0.83669 | 0.98382 | 1
ALL | HIV | 436.52 | 0.83723 | 0.98393 | 1
ALL | HIV | 436.55 | 0.83777 | 0.98395 | 1
ALL | HIV | 437.16 | 0.83832 | 0.98396 | 1
ALL | HIV | 438.75 | 0.83886 | 0.98424 | 1
ALL | HIV | 438.85 | 0.83941 | 0.98446 | 1
ALL | HIV | 438.9693 | 0.83996 | 0.98446 | 1
ALL | HIV | 439.2562 | 0.8405 | 0.98446 | 1
ALL | HIV | 439.26 | 0.84105 | 0.98464 | 1
ALL | HIV | 439.9983 | 0.8416 | 0.98464 | 1
ALL | HIV | 440.0177 | 0.84215 | 0.98464 | 1
ALL | HIV | 440.16 | 0.84269 | 0.9847 | 1
ALL | HIV | 440.5396 | 0.84324 | 0.9847 | 1
ALL | HIV | 440.9649 | 0.84379 | 0.9847 | 1
ALL | HIV | 441.16 | 0.84434 | 0.98485 | 1
ALL | HIV | 441.39 | 0.84489 | 0.98498 | 1
ALL | HIV | 442.2982 | 0.84544 | 0.98498 | 1
ALL | HIV | 442.68 | 0.84599 | 0.985 | 1
ALL | HIV | 443.41 | 0.84654 | 0.985 | 1
ALL | HIV | 444.9698 | 0.8471 | 0.98501 | 1
ALL | HIV | 444.9931 | 0.84765 | 0.98502 | 1
ALL | HIV | 445.04 | 0.8482 | 0.98503 | 1
ALL | HIV | 446.0662 | 0.84876 | 0.98503 | 1
ALL | HIV | 446.27 | 0.84931 | 0.98506 | 1
ALL | HIV | 447.78 | 0.84987 | 0.98506 | 1
ALL | HIV | 447.86 | 0.85043 | 0.9851 | 1
ALL | HIV | 448.0547 | 0.85099 | 0.9851 | 1
ALL | HIV | 448.41 | 0.85154 | 0.98511 | 1
ALL | HIV | 449.0479 | 0.8521 | 0.98511 | 1
ALL | HIV | 449.1 | 0.85266 | 0.98519 | 1
ALL | HIV | 449.23 | 0.85322 | 0.98539 | 1
ALL | HIV | 449.3 | 0.85378 | 0.98543 | 1
ALL | HIV | 449.5 | 0.85434 | 0.98543 | 1
ALL | HIV | 449.63 | 0.8549 | 0.98543 | 1
ALL | HIV | 450.4993 | 0.85546 | 0.98544 | 1
ALL | HIV | 451.06 | 0.85602 | 0.98547 | 1
ALL | HIV | 452.051 | 0.85658 | 0.98547 | 1
ALL | HIV | 454.87 | 0.85715 | 0.98547 | 1
ALL | HIV | 455.42 | 0.85771 | 0.98558 | 1
ALL | HIV | 455.908 | 0.85828 | 0.98558 | 1
ALL | HIV | 456.2792 | 0.85885 | 0.98558 | 1
ALL | HIV | 456.5522 | 0.85942 | 0.98558 | 1
ALL | HIV | 456.6808 | 0.85999 | 0.98558 | 1
ALL | HIV | 458.0031 | 0.86056 | 0.98559 | 1
ALL | HIV | 460.52 | 0.86113 | 0.98568 | 1
ALL | HIV | 462.4629 | 0.8617 | 0.98568 | 1
ALL | HIV | 462.65 | 0.86228 | 0.98569 | 1
ALL | HIV | 463.49 | 0.86286 | 0.98586 | 1
ALL | HIV | 464.323 | 0.86344 | 0.98586 | 1
ALL | HIV | 464.3639 | 0.86401 | 0.98596 | 1
ALL | HIV | 464.5389 | 0.86459 | 0.986 | 1
ALL | HIV | 464.5611 | 0.86517 | 0.986 | 1
ALL | HIV | 464.68 | 0.86575 | 0.98647 | 1
ALL | HIV | 465.216 | 0.86633 | 0.98648 | 1
ALL | HIV | 465.6696 | 0.86691 | 0.98648 | 1
ALL | HIV | 465.95 | 0.86749 | 0.98654 | 1
ALL | HIV | 466.27 | 0.86807 | 0.98655 | 1
ALL | HIV | 467.25 | 0.86865 | 0.98661 | 1
ALL | HIV | 467.6253 | 0.86923 | 0.98662 | 1
ALL | HIV | 467.67 | 0.86981 | 0.98684 | 1
ALL | HIV | 467.81 | 0.87039 | 0.98685 | 1
ALL | HIV | 468.2902 | 0.87098 | 0.98685 | 1
ALL | HIV | 469.4 | 0.87156 | 0.98693 | 1
ALL | HIV | 469.54 | 0.87214 | 0.98707 | 1
ALL | HIV | 470.945 | 0.87273 | 0.98708 | 1
ALL | HIV | 471.45 | 0.87332 | 0.98725 | 1
ALL | HIV | 473.9857 | 0.87391 | 0.98725 | 1
ALL | HIV | 475.5525 | 0.8745 | 0.98726 | 1
ALL | HIV | 476.06 | 0.87509 | 0.98734 | 1
ALL | HIV | 476.84 | 0.87568 | 0.98735 | 1
ALL | HIV | 478.44 | 0.87628 | 0.98743 | 1
ALL | HIV | 479.19 | 0.87688 | 0.98743 | 1
ALL | HIV | 480.27 | 0.87747 | 0.98743 | 1
ALL | HIV | 481.22 | 0.87807 | 0.98756 | 1
ALL | HIV | 481.3 | 0.87867 | 0.98774 | 1
ALL | HIV | 481.31 | 0.87927 | 0.98776 | 1
ALL | HIV | 482.1755 | 0.87987 | 0.98776 | 1
ALL | HIV | 482.48 | 0.88047 | 0.98788 | 1
ALL | HIV | 482.6822 | 0.88107 | 0.98788 | 1
ALL | HIV | 483.4675 | 0.88167 | 0.98788 | 1
ALL | HIV | 485.7947 | 0.88228 | 0.98788 | 1
ALL | HIV | 486.4231 | 0.88288 | 0.98788 | 1
ALL | HIV | 486.6515 | 0.88349 | 0.98789 | 1
ALL | HIV | 487.1026 | 0.88409 | 0.98789 | 1
ALL | HIV | 489.6481 | 0.8847 | 0.98789 | 1
ALL | HIV | 489.85 | 0.88531 | 0.98791 | 1
ALL | HIV | 491.64 | 0.88593 | 0.98808 | 1
ALL | HIV | 491.8221 | 0.88654 | 0.98808 | 1
ALL | HIV | 491.8734 | 0.88715 | 0.98809 | 1
ALL | HIV | 491.89 | 0.88776 | 0.98819 | 1
ALL | HIV | 492.25 | 0.88837 | 0.9882 | 1
ALL | HIV | 492.55 | 0.88899 | 0.98825 | 1
ALL | HIV | 493.21 | 0.8896 | 0.98828 | 1
ALL | HIV | 494.73 | 0.89022 | 0.98838 | 1
ALL | HIV | 495.79 | 0.89083 | 0.98846 | 1
ALL | HIV | 496 | 0.89145 | 0.98876 | 1
ALL | HIV | 497.5358 | 0.89207 | 0.98876 | 1
ALL | HIV | 499.17 | 0.89269 | 0.98878 | 1
ALL | HIV | 499.5287 | 0.89331 | 0.98878 | 1
ALL | HIV | 499.73 | 0.89456 | 0.98978 | 2
ALL | HIV | 501.0362 | 0.89518 | 0.98979 | 1
ALL | HIV | 502.7819 | 0.89581 | 0.98979 | 1
ALL | HIV | 503.72 | 0.89643 | 0.98979 | 1
ALL | HIV | 503.8039 | 0.89706 | 0.98996 | 1
ALL | HIV | 504.191 | 0.89769 | 0.98996 | 1
ALL | HIV | 504.3465 | 0.89831 | 0.98997 | 1
ALL | HIV | 504.3546 | 0.89894 | 0.98997 | 1
ALL | HIV | 504.583 | 0.89957 | 0.98997 | 1
ALL | HIV | 504.5836 | 0.9002 | 0.99 | 1
ALL | HIV | 504.7245 | 0.90083 | 0.99011 | 1
ALL | HIV | 504.9684 | 0.90145 | 0.99011 | 1
ALL | HIV | 505.2173 | 0.90208 | 0.99026 | 1
ALL | HIV | 506.25 | 0.90271 | 0.99035 | 1
ALL | HIV | 506.63 | 0.90334 | 0.99037 | 1
ALL | HIV | 506.6446 | 0.90397 | 0.99038 | 1
ALL | HIV | 507.6119 | 0.9046 | 0.99038 | 1
ALL | HIV | 508.061 | 0.90524 | 0.99038 | 1
ALL | HIV | 509.2848 | 0.90587 | 0.99038 | 1
ALL | HIV | 511.7767 | 0.90651 | 0.99038 | 1
ALL | HIV | 513.0455 | 0.90715 | 0.99039 | 1
ALL | HIV | 513.0842 | 0.90778 | 0.99039 | 1
ALL | HIV | 513.6498 | 0.90842 | 0.9904 | 1
ALL | HIV | 513.7303 | 0.90906 | 0.9904 | 1
ALL | HIV | 513.7914 | 0.9097 | 0.99043 | 1
ALL | HIV | 514.1349 | 0.91034 | 0.99043 | 1
ALL | HIV | 514.169 | 0.91098 | 0.99043 | 1
ALL | HIV | 514.1916 | 0.91162 | 0.99043 | 1
ALL | HIV | 514.2092 | 0.91226 | 0.99284 | 1
ALL | HIV | 514.31 | 0.9129 | 0.99293 | 1
ALL | HIV | 514.5442 | 0.91354 | 0.99293 | 1
ALL | HIV | 514.57 | 0.91418 | 0.99314 | 1
ALL | HIV | 515.0298 | 0.91482 | 0.99314 | 1
ALL | HIV | 515.9752 | 0.91547 | 0.99314 | 1
ALL | HIV | 516.4238 | 0.91611 | 0.99314 | 1
ALL | HIV | 521.0137 | 0.91676 | 0.99315 | 1
ALL | HIV | 522.18 | 0.91741 | 0.99331 | 1
ALL | HIV | 522.4036 | 0.91806 | 0.99331 | 1
ALL | HIV | 522.9008 | 0.91871 | 0.99332 | 1
ALL | HIV | 523.7793 | 0.91936 | 0.99332 | 1
ALL | HIV | 523.8743 | 0.92001 | 0.99332 | 1
ALL | HIV | 524.51 | 0.92066 | 0.9936 | 1
ALL | HIV | 524.52 | 0.92132 | 0.99362 | 1
ALL | HIV | 526.6063 | 0.92197 | 0.99362 | 1
ALL | HIV | 526.9078 | 0.92263 | 0.99362 | 1
ALL | HIV | 527.957 | 0.92328 | 0.99362 | 1
ALL | HIV | 529.4426 | 0.92394 | 0.99362 | 1
ALL | HIV | 530.0623 | 0.9246 | 0.99363 | 1
ALL | HIV | 531.9031 | 0.92526 | 0.99363 | 1
ALL | HIV | 533.5375 | 0.92593 | 0.99369 | 1
ALL | HIV | 534.709 | 0.92659 | 0.9937 | 1
ALL | HIV | 535.2342 | 0.92726 | 0.9937 | 1
ALL | HIV | 535.7289 | 0.92793 | 0.99371 | 1
ALL | HIV | 538.0515 | 0.9286 | 0.99371 | 1
ALL | HIV | 538.2536 | 0.92927 | 0.99371 | 1
ALL | HIV | 539.3 | 0.92994 | 0.99371 | 1
ALL | HIV | 539.74 | 0.93061 | 0.99372 | 1
ALL | HIV | 541.9516 | 0.93128 | 0.99372 | 1
ALL | HIV | 543.4002 | 0.93196 | 0.99373 | 1
ALL | HIV | 544.0705 | 0.93264 | 0.99373 | 1
ALL | HIV | 544.3656 | 0.93331 | 0.99373 | 1
ALL | HIV | 544.39 | 0.93399 | 0.99377 | 1
ALL | HIV | 545.25 | 0.93467 | 0.99448 | 1
ALL | HIV | 545.37 | 0.93535 | 0.99479 | 1
ALL | HIV | 545.78 | 0.93603 | 0.99484 | 1
ALL | HIV | 546.8232 | 0.93671 | 0.99484 | 1
ALL | HIV | 548.665 | 0.93739 | 0.99486 | 1
ALL | HIV | 550.1443 | 0.93807 | 0.99488 | 1
ALL | HIV | 550.54 | 0.93876 | 0.99528 | 1
ALL | HIV | 550.9 | 0.93945 | 0.9953 | 1
ALL | HIV | 552.0692 | 0.94013 | 0.9953 | 1
ALL | HIV | 552.6264 | 0.94082 | 0.99531 | 1
ALL | HIV | 554.4749 | 0.94151 | 0.99531 | 1
ALL | HIV | 557.9009 | 0.9422 | 0.99531 | 1
ALL | HIV | 558.28 | 0.9429 | 0.99531 | 1
ALL | HIV | 558.4631 | 0.94359 | 0.99531 | 1
ALL | HIV | 560.9022 | 0.94429 | 0.99531 | 1
ALL | HIV | 561.842 | 0.94499 | 0.99534 | 1
ALL | HIV | 562.9459 | 0.94569 | 0.99535 | 1
ALL | HIV | 564.5002 | 0.94639 | 0.99535 | 1
ALL | HIV | 568.1505 | 0.9471 | 0.99535 | 1
ALL | HIV | 568.58 | 0.94781 | 0.9955 | 1
ALL | HIV | 569.3246 | 0.94852 | 0.9955 | 1
ALL | HIV | 570.26 | 0.94923 | 0.9955 | 1
ALL | HIV | 571.6657 | 0.94994 | 0.99591 | 1
ALL | HIV | 573.9402 | 0.95065 | 0.99594 | 1
ALL | HIV | 574.0816 | 0.95137 | 0.99594 | 1
ALL | HIV | 574.3006 | 0.95208 | 0.99594 | 1
ALL | HIV | 574.6505 | 0.9528 | 0.99595 | 1
ALL | HIV | 575.4925 | 0.95351 | 0.99595 | 1
ALL | HIV | 577.3359 | 0.95423 | 0.99595 | 1
ALL | HIV | 577.72 | 0.95495 | 0.99597 | 1
ALL | HIV | 578.6293 | 0.95567 | 0.99597 | 1
ALL | HIV | 581.8002 | 0.95639 | 0.99597 | 1
ALL | HIV | 582.4653 | 0.95712 | 0.99597 | 1
ALL | HIV | 582.535 | 0.95784 | 0.99598 | 1
ALL | HIV | 584.7506 | 0.95857 | 0.99598 | 1
ALL | HIV | 584.891 | 0.9593 | 0.99598 | 1
ALL | HIV | 584.91 | 0.96003 | 0.9969 | 1
ALL | HIV | 586.1774 | 0.96076 | 0.99691 | 1
ALL | HIV | 587.69 | 0.96149 | 0.99721 | 1
ALL | HIV | 589.4 | 0.96222 | 0.99721 | 1
ALL | HIV | 592.78 | 0.96296 | 0.99724 | 1
ALL | HIV | 592.8138 | 0.9637 | 0.99724 | 1
ALL | HIV | 593.11 | 0.96443 | 0.99732 | 1
ALL | HIV | 593.89 | 0.96517 | 0.99733 | 1
ALL | HIV | 595.38 | 0.96591 | 0.99735 | 1
ALL | HIV | 597.8913 | 0.96666 | 0.99735 | 1
ALL | HIV | 598.5362 | 0.9674 | 0.99736 | 1
ALL | HIV | 600.2586 | 0.96815 | 0.99737 | 1
ALL | HIV | 603.78 | 0.9689 | 0.99737 | 1
ALL | HIV | 605.4388 | 0.96965 | 0.99738 | 1
ALL | HIV | 606.71 | 0.97041 | 0.99738 | 1
ALL | HIV | 608.4493 | 0.97117 | 0.99738 | 1
ALL | HIV | 611.3087 | 0.97193 | 0.99738 | 1
ALL | HIV | 613.7426 | 0.97269 | 0.99739 | 1
ALL | HIV | 613.8183 | 0.97345 | 0.99739 | 1
ALL | HIV | 614.0224 | 0.97422 | 0.99739 | 1
ALL | HIV | 614.223 | 0.97498 | 0.99739 | 1
ALL | HIV | 614.6104 | 0.97575 | 0.99739 | 1
ALL | HIV | 614.6473 | 0.97651 | 0.9974 | 1
ALL | HIV | 614.9705 | 0.97728 | 0.9974 | 1
ALL | HIV | 616.52 | 0.97805 | 0.9974 | 1
ALL | HIV | 617.22 | 0.97881 | 0.99741 | 1
ALL | HIV | 617.3464 | 0.97958 | 0.99742 | 1
ALL | HIV | 619.6936 | 0.98035 | 0.99742 | 1
ALL | HIV | 619.7287 | 0.98112 | 0.99742 | 1
ALL | HIV | 622.2317 | 0.9819 | 0.99742 | 1
ALL | HIV | 622.7006 | 0.98267 | 0.99743 | 1
ALL | HIV | 633.7117 | 0.98346 | 0.99743 | 1
ALL | HIV | 634.2827 | 0.98425 | 0.99743 | 1
ALL | HIV | 638.7018 | 0.98505 | 0.99743 | 1
ALL | HIV | 640.68 | 0.98584 | 0.9986 | 1
ALL | HIV | 640.83 | 0.98744 | 0.99861 | 2
ALL | HIV | 642.938 | 0.98824 | 0.99861 | 1
ALL | HIV | 645.2778 | 0.98904 | 0.99861 | 1
ALL | HIV | 645.4812 | 0.98984 | 0.99861 | 1
ALL | HIV | 649.2 | 0.99065 | 0.99861 | 1
ALL | HIV | 671.01 | 0.99149 | 0.99863 | 1
ALL | HIV | 704.1237 | 0.99236 | 0.99863 | 1
ALL | HIV | 723.5177 | 0.99326 | 0.99863 | 1
ALL | HIV | 723.6927 | 0.99416 | 0.99863 | 1
ALL | HIV | 724.3699 | 0.99507 | 0.99863 | 1
ALL | HIV | 730.0989 | 0.99597 | 0.99863 | 1
ALL | HIV | 751.0273 | 0.99691 | 0.99863 | 1
ALL | HIV | 763.86 | 0.99786 | 0.99864 | 1
ALL | HIV | 836.4897 | 0.9989 | 0.99864 | 1
ALL | HIV | 883.939 | 1 | 1 | 1

## CPI
iso3 | Country Name | Indicator Code | 2010 | 2011 | 2012 | 2013 | 2014 | 2015 | 2016 | 2017 | 2018 | 2019 | 2020 | 2021 | 2022
ABW | Aruba | FP.CPI.TOTL | 100 | 104.3163 | 104.9709 | 102.4809 | 102.9128 | 103.4014 | 102.4385 | 101.3851 | 105.0614 | 109.5344
AFE | Africa Eastern and Southern | FP.CPI.TOTL
AFG | Afghanistan | FP.CPI.TOTL | 100 | 111.8042 | 119.0057 | 127.7952 | 133.7684 | 132.8832 | 138.7087 | 145.6107 | 146.5225 | 149.896
AFW | Africa Western and Central | FP.CPI.TOTL
AGO | Angola | FP.CPI.TOTL | 100 | 113.4825 | 125.1461 | 136.1312 | 146.0421 | 159.7026 | 208.7296 | 271.0199 | 324.2228 | 379.599 | 464.1417 | 583.678 | 733.9999
ALB | Albania | FP.CPI.TOTL | 100 | 103.4291 | 105.5304 | 107.5752 | 109.3242 | 113.1519 | 112.7362 | 115.0593 | 117.3927 | 119.0493 | 120.9789 | 123.4487 | 125.9688
AND | Andorra | FP.CPI.TOTL
ARB | Arab World | FP.CPI.TOTL
ARE | United Arab Emirates | FP.CPI.TOTL | 100 | 100.8773 | 101.5454 | 102.6636 | 105.0723 | 109.3487 | 111.1174 | 113.3029 | 116.7798 | 114.5247 | 112.1432
ARG | Argentina | FP.CPI.TOTL
ARM | Armenia | FP.CPI.TOTL | 100 | 107.65 | 110.4037 | 116.7957 | 120.2778 | 124.7662 | 123.0149 | 124.2076 | 127.338 | 129.176 | 130.7409 | 140.1344 | 150.2028
ASM | American Samoa | FP.CPI.TOTL
ATG | Antigua and Barbuda | FP.CPI.TOTL | 100 | 103.4567 | 106.9504 | 108.0835 | 109.261 | 110.3197 | 109.7798 | 112.4502 | 113.8076 | 115.4366 | 116.1592 | 118.5556 | 121.0014
AUS | Australia | FP.CPI.TOTL | 100 | 103.3039 | 105.1249 | 107.7003 | 110.3798 | 112.0447 | 113.4755 | 115.6868 | 117.898 | 119.7971 | 120.8117 | 124.2716 | 127.8306
AUT | Austria | FP.CPI.TOTL | 100 | 103.2866 | 105.8539 | 107.9712 | 109.705 | 110.6886 | 111.6755 | 113.9997 | 116.2779 | 118.058 | 119.6894 | 123.0008 | 126.4039
AZE | Azerbaijan | FP.CPI.TOTL | 100 | 107.8583 | 109.0083 | 111.6417 | 113.175 | 117.7333 | 132.3833 | 149.5083 | 152.9 | 156.8916 | 161.2215 | 171.9432 | 183.3779
BDI | Burundi | FP.CPI.TOTL | 100 | 109.5922 | 129.4952 | 139.7745 | 145.9321 | 154.0236 | 162.5837 | 188.6825 | 183.3717 | 182.1123 | 195.445 | 211.8712 | 229.678
BEL | Belgium | FP.CPI.TOTL | 100 | 103.5321 | 106.472 | 107.6572 | 108.0232 | 108.6297 | 110.7739 | 113.1289 | 115.4516 | 117.1105 | 117.978 | 120.857 | 123.8062
BEN | Benin | FP.CPI.TOTL | 100 | 102.7042 | 109.6313 | 110.1015 | 109.4973 | 109.7369 | 108.8655 | 110.7918 | 111.5062 | 110.72 | 114.0668 | 116.0442 | 118.0559
BFA | Burkina Faso | FP.CPI.TOTL | 100 | 102.7598 | 106.6833 | 107.2527 | 106.9759 | 107.7513 | 108.2265 | 109.8315 | 111.9798 | 108.359 | 110.401 | 114.4345 | 118.6154
BGD | Bangladesh | FP.CPI.TOTL | 100 | 111.3952 | 118.3212 | 127.2312 | 136.1268 | 144.5589 | 152.5291 | 161.2265 | 170.1642 | 179.6798 | 189.9055 | 200.437 | 211.5526
BGR | Bulgaria | FP.CPI.TOTL | 100 | 104.2199 | 107.2992 | 108.2542 | 106.719 | 106.6073 | 105.7559 | 107.9361 | 110.9741 | 114.4184 | 116.332 | 120.1683 | 124.1311
BHR | Bahrain | FP.CPI.TOTL | 100 | 99.6 | 102.3463 | 105.7238 | 108.5229 | 110.529 | 113.6093 | 115.1847 | 117.5894 | 118.7721 | 116.0193 | 115.3159 | 114.6167
BHS | Bahamas, The | FP.CPI.TOTL | 100 | 103.1988 | 105.2353 | 105.9955 | 107.6 | 109.603 | 109.2233 | 110.8816 | 113.394 | 116.2189 | 116.2637 | 119.641 | 123.1165
BIH | Bosnia and Herzegovina | FP.CPI.TOTL | 100 | 103.6713 | 105.7993 | 105.7008 | 104.7525 | 103.6672 | 102.025 | 102.8516 | 104.3091 | 104.8961 | 103.7934 | 105.8502 | 107.9477
BLR | Belarus | FP.CPI.TOTL | 100 | 153.2287 | 243.9703 | 288.6468 | 340.9483 | 387.0939 | 432.9126 | 459.0252 | 481.3903 | 508.3393 | 536.5427 | 587.3011 | 642.8615
BLZ | Belize | FP.CPI.TOTL | 100 | 101.6021 | 102.9235 | 103.4481 | 104.6909 | 103.7889 | 104.4775 | 105.6766 | 105.9619 | 106.1601 | 106.289 | 109.7281 | 113.2785
BMU | Bermuda | FP.CPI.TOTL
BOL | Bolivia | FP.CPI.TOTL | 100 | 109.8845 | 114.8464 | 121.4345 | 128.4371 | 133.6511 | 138.4936 | 142.403 | 145.6384 | 148.3175 | 149.7128 | 150.8168 | 151.9289
BRA | Brazil | FP.CPI.TOTL | 100 | 106.6364 | 112.3985 | 119.3721 | 126.9272 | 138.3886 | 150.4826 | 155.6688 | 161.3738 | 167.3979 | 172.7743 | 187.1174 | 202.6513
BRB | Barbados | FP.CPI.TOTL | 100 | 109.4322 | 114.3931 | 116.4684 | 118.5293 | 117.2103 | 118.7128 | 124.2451 | 128.8096 | 134.0912
BRN | Brunei Darussalam | FP.CPI.TOTL | 100 | 100.1379 | 100.2498 | 100.64 | 100.4316 | 99.9411 | 99.6626 | 98.4063 | 99.4151 | 99.0268 | 100.9483 | 102.6981 | 104.4783
BTN | Bhutan | FP.CPI.TOTL | 100 | 108.849 | 120.7349 | 129.1944 | 139.8802 | 146.2421 | 150.9509 | 158.4307 | 162.7463 | 167.1825 | 176.5948 | 189.569 | 203.4963
BWA | Botswana | FP.CPI.TOTL | 100 | 108.4599 | 116.6344 | 123.4979 | 128.9346 | 132.8826 | 136.6232 | 141.143 | 145.7133 | 149.7537 | 152.5846 | 163.6332 | 175.4818
CAF | Central African Republic | FP.CPI.TOTL | 100 | 101.1945 | 106.7382 | 114.1979 | 131.2119 | 133.0528 | 139.6328 | 145.4705 | 147.8157 | 151.7851 | 154.3808 | 160.9565 | 167.8122
CAN | Canada | FP.CPI.TOTL | 100 | 102.9121 | 104.472 | 105.4522 | 107.4628 | 108.672 | 110.2247 | 111.9848 | 114.5249 | 116.7573 | 117.5944 | 121.587 | 125.7151
CEB | Central Europe and the Baltics | FP.CPI.TOTL
CHE | Switzerland | FP.CPI.TOTL | 100 | 100.2313 | 99.5372 | 99.3209 | 99.3078 | 98.1718 | 97.7451 | 98.2669 | 99.187 | 99.5469 | 98.8243 | 99.3993 | 99.9776
CHI | Channel Islands | FP.CPI.TOTL
CHL | Chile | FP.CPI.TOTL | 100 | 103.3412 | 106.4492 | 108.3541 | 113.467 | 118.4014 | 122.8843 | 125.5665 | 128.624 | 131.9136 | 135.931 | 142.0813 | 148.5098
CHN | China | FP.CPI.TOTL | 100 | 105.5539 | 108.3189 | 111.158 | 113.2941 | 114.9221 | 117.2206 | 119.0881 | 121.5589 | 125.0832 | 128.1094 | 129.3662 | 130.6353
CIV | Cote d'Ivoire | FP.CPI.TOTL | 100 | 104.9124 | 106.281 | 109.0243 | 109.5135 | 110.8841 | 111.6859 | 112.452 | 112.8561 | 111.607 | 114.3135 | 118.9911 | 123.8602
CMR | Cameroon | FP.CPI.TOTL | 100 | 102.9397 | 105.7629 | 107.9406 | 109.9204 | 112.8728 | 113.8455 | 114.5771 | 115.808 | 118.6486 | 121.5408 | 124.302 | 127.126
COD | Congo, Dem. Rep. | FP.CPI.TOTL | 2010: 100; 2011: 115.3165; 2012: 126.5274; 2013: 127.55; 2014: 129.1355; 2015: 130.0965; 2016: 133.8509
COG | Congo, Rep. | FP.CPI.TOTL | 100 | 101.7596 | 106.8579 | 111.8072 | 112.827 | 116.4026 | 120.1165 | 120.6571 | 122.048 | 124.7405 | 126.9801 | 129.1586 | 131.3745
COL | Colombia | FP.CPI.TOTL | 100 | 103.415 | 106.6926 | 108.8445 | 111.9998 | 117.5884 | 126.4233 | 131.8776 | 136.1512 | 140.9478 | 144.5091 | 149.5598 | 154.787
COM | Comoros | FP.CPI.TOTL | 2010: 100; 2011: 101.8427; 2012: 108.2738; 2013: 103.6235
CPV | Cabo Verde | FP.CPI.TOTL | 100 | 104.4739 | 107.1279 | 108.7419 | 108.4822 | 108.6245 | 107.0953 | 107.9354 | 109.2921 | 110.5016 | 111.171 | 113.2412 | 115.3499
CRI | Costa Rica | FP.CPI.TOTL | 100 | 104.878 | 109.5927 | 115.3259 | 120.5377 | 121.5044 | 121.4832 | 123.4584 | 126.2005 | 128.8457 | 129.7798 | 132.0204 | 134.2997
CSS | Caribbean small states | FP.CPI.TOTL
CUB | Cuba | FP.CPI.TOTL
CUW | Curacao | FP.CPI.TOTL | 100 | 102.3325 | 105.5908 | 106.9976 | 108.6012 | 108.0837 | 108.0327 | 109.7456 | 112.5811 | 115.5332
CYM | Cayman Islands | FP.CPI.TOTL | 2010: 100; 2011: 101.3254; 2012: 102.5301; 2013: 104.7454; 2014: 106.0799; 2015: 103.5896; 2016: 102.9419
CYP | Cyprus | FP.CPI.TOTL | 100 | 103.2894 | 105.7571 | 105.3347 | 103.9075 | 101.7285 | 100.2747 | 100.8079 | 102.255 | 102.511 | 101.8565 | 104.348 | 106.9005
CZE | Czechia | FP.CPI.TOTL | 100 | 101.9172 | 105.2679 | 106.7819 | 107.1493 | 107.4807 | 108.2154 | 110.8672 | 113.2503 | 116.4755 | 120.1577 | 124.7715 | 129.5626
DEU | Germany | FP.CPI.TOTL | 100 | 102.0752 | 104.1253 | 105.6921 | 106.6506 | 107.1992 | 107.7263 | 109.3525 | 111.2466 | 112.8549 | 113.4267 | 116.9917 | 120.6687
DJI | Djibouti | FP.CPI.TOTL | 100 | 105.0687 | 108.989 | 111.9383 | 113.4404 | 112.4791 | 115.5592 | 116.2158 | 116.3877 | 120.2509 | 122.3883
DMA | Dominica | FP.CPI.TOTL | 100 | 101.1312 | 102.5034 | 102.4558 | 103.2747 | 102.4032 | 102.5484 | 102.8522 | 103.8696 | 105.4325 | 104.6659
DNK | Denmark | FP.CPI.TOTL | 100 | 102.7587 | 105.2227 | 106.053 | 106.6512 | 107.1333 | 107.4011 | 108.6332 | 109.517 | 110.3473 | 110.8115 | 112.8649 | 114.9564
DOM | Dominican Republic | FP.CPI.TOTL | 100 | 105.7968 | 109.7054 | 115.0052 | 118.4538 | 119.445 | 121.373 | 125.3535 | 129.8217 | 132.1722 | 137.1697 | 148.4766 | 160.7155
DZA | Algeria | FP.CPI.TOTL | 100 | 104.5242 | 113.8179 | 117.5218 | 120.9499 | 126.7366 | 134.8449 | 142.3842 | 148.464 | 151.3617 | 155.0173 | 166.2189 | 178.23
EAP | East Asia & Pacific (excluding high income) | FP.CPI.TOTL
EAR | Early-demographic dividend | FP.CPI.TOTL
EAS | East Asia & Pacific | FP.CPI.TOTL
ECA | Europe & Central Asia (excluding high income) | FP.CPI.TOTL
ECS | Europe & Central Asia | FP.CPI.TOTL
ECU | Ecuador | FP.CPI.TOTL | 100 | 104.4745 | 109.8045 | 112.7932 | 116.8416 | 121.4763 | 123.5757 | 124.0914 | 123.8133 | 124.1427 | 123.722 | 123.8869 | 124.0519
EGY | Egypt, Arab Rep. | FP.CPI.TOTL | 100 | 110.0649 | 117.8924 | 129.0565 | 142.0528 | 156.7844 | 178.4419 | 231.0941 | 264.3751 | 288.5728 | 303.1311 | 318.9365 | 335.566
EMU | Euro area | FP.CPI.TOTL
ERI | Eritrea | FP.CPI.TOTL
ESP | Spain | FP.CPI.TOTL | 100 | 103.1961 | 105.7204 | 107.2096 | 107.0476 | 106.5119 | 106.2961 | 108.3754 | 110.1906 | 110.9614 | 110.6033 | 114.0244 | 117.5514
EST | Estonia | FP.CPI.TOTL | 100 | 104.9819 | 109.1113 | 112.1452 | 112.0261 | 111.4746 | 111.6403 | 115.4553 | 119.4227 | 122.1423 | 121.5994 | 127.2576 | 133.1791
ETH | Ethiopia | FP.CPI.TOTL | 100 | 133.25 | 164.6975 | 176.9906 | 189.1852 | 207.2882 | 221.0275 | 244.649 | 278.4914 | 322.5198 | 388.1731 | 492.3569 | 624.5032
EUU | European Union | FP.CPI.TOTL
FCS | Fragile and conflict affected situations | FP.CPI.TOTL
FIN | Finland | FP.CPI.TOTL | 100 | 103.4168 | 106.3211 | 107.8928 | 109.0162 | 108.7895 | 109.1776 | 110.0008 | 111.193 | 112.3317 | 112.6581 | 115.1305 | 117.6571
FJI | Fiji | FP.CPI.TOTL | 100 | 107.2781 | 110.9507 | 114.1832 | 114.7762 | 116.3542 | 120.8493 | 124.8948 | 129.9923 | 132.2972 | 128.8638 | 129.0647 | 129.2658
FRA | France | FP.CPI.TOTL | 100 | 102.1116 | 104.1071 | 105.0062 | 105.5394 | 105.579 | 105.7726 | 106.8645 | 108.8423 | 110.0486 | 110.5729 | 112.3889 | 114.2347
FRO | Faroe Islands | FP.CPI.TOTL
FSM | Micronesia, Fed. Sts. | FP.CPI.TOTL | 100 | 105.0826 | 110.3562 | 112.29 | 113.0202 | 112.6832 | 111.5142 | 112.2826 | 114.2969 | 116.056 | 116.6954
GAB | Gabon | FP.CPI.TOTL | 100 | 101.2633 | 103.9492 | 104.4746 | 109.375 | 109.0044 | 111.3008 | 114.2524 | 119.6784 | 122.6279 | 124.071
GBR | United Kingdom | FP.CPI.TOTL | 100 | 103.8561 | 106.5286 | 108.9699 | 110.5511 | 110.958 | 112.0769 | 114.9436 | 117.5791 | 119.6227 | 120.8064 | 123.8487 | 126.9677
GEO | Georgia | FP.CPI.TOTL | 100 | 108.5429 | 107.5187 | 106.9681 | 110.2507 | 114.6647 | 117.1127 | 124.1809 | 127.4285 | 133.6125 | 140.5636 | 154.0112 | 168.7453
GHA | Ghana | FP.CPI.TOTL | 100 | 108.7285 | 120.8912 | 134.9946 | 155.9047 | 182.6424 | 214.5219 | 241.0624 | 259.8864 | 278.4517 | 305.9831 | 336.4929 | 370.0449
GIB | Gibraltar | FP.CPI.TOTL
GIN | Guinea | FP.CPI.TOTL | 100 | 121.3505 | 139.8262 | 156.4486 | 167.5127 | 185.6387 | 200.8093 | 218.7105 | 240.201 | 262.9499 | 290.8275 | 327.4632 | 368.714
GMB | Gambia, The | FP.CPI.TOTL | 100 | 104.7959 | 109.2542 | 115.4808 | 122.3496 | 130.6797 | 140.1263 | 151.3843 | 161.256 | 172.7304 | 182.9756 | 196.4615 | 210.9414
GNB | Guinea-Bissau | FP.CPI.TOTL | 100 | 105.0461 | 107.2842 | 108.5792 | 106.9405 | 108.5197 | 110.1509 | 112.0137 | 112.4408 | 112.7181 | 114.0031 | 116.5596 | 119.1734
GNQ | Equatorial Guinea | FP.CPI.TOTL | 100 | 104.8054 | 108.6377 | 111.8413 | 116.6617 | 118.6177 | 120.2925 | 121.1894 | 122.8253 | 124.3467 | 130.2777
GRC | Greece | FP.CPI.TOTL | 100 | 103.3299 | 104.8814 | 103.9151 | 102.5515 | 100.7713 | 99.9393 | 101.0599 | 101.6921 | 101.9494 | 100.6771 | 101.9092 | 103.1564
GRD | Grenada | FP.CPI.TOTL | 100 | 103.0335 | 105.5174 | 105.471 | 104.4335 | 103.8952 | 105.6099 | 106.5693 | 107.4263 | 108.0688 | 107.2683 | 108.5765 | 109.9006
GRL | Greenland | FP.CPI.TOTL
GTM | Guatemala | FP.CPI.TOTL | 100 | 106.2141 | 110.2309 | 115.0187 | 118.9504 | 121.7918 | 127.2097 | 132.8381 | 137.822 | 142.9214 | 147.5155 | 153.8012 | 160.3548
GUM | Guam | FP.CPI.TOTL
GUY | Guyana | FP.CPI.TOTL | 100 | 104.9777 | 107.4887 | 109.5324 | 110.4663 | 109.3597 | 110.274 | 112.3743 | 113.8159 | 116.1915 | 117.3456 | 123.2515 | 129.4546
HIC | High income | FP.CPI.TOTL
HKG | Hong Kong SAR, China | FP.CPI.TOTL | 100 | 105.3052 | 109.5742 | 114.3276 | 119.385 | 122.9556 | 125.918 | 127.7991 | 130.8741 | 134.6474 | 134.9854 | 137.103 | 139.2538
HND | Honduras | FP.CPI.TOTL | 100 | 106.7623 | 112.3098 | 118.1072 | 125.3462 | 129.3045 | 132.8275 | 138.0534 | 144.0551 | 150.3444 | 155.5589 | 162.5293 | 169.8121
HPC | Heavily indebted poor countries (HIPC) | FP.CPI.TOTL
HRV | Croatia | FP.CPI.TOTL | 100 | 102.2727 | 105.7623 | 108.1067 | 107.874 | 107.3729 | 106.165 | 107.364 | 108.9746 | 109.8157 | 109.9857 | 112.7953 | 115.6766
HTI | Haiti | FP.CPI.TOTL | 100 | 106.3328 | 111.6686 | 116.9897 | 121.012 | 129.1583 | 144.0152 | 159.3962 | 179.2911 | 212.8253 | 261.3416 | 305.3555 | 356.7821
HUN | Hungary | FP.CPI.TOTL | 100 | 103.9299 | 109.8042 | 111.7073 | 111.4531 | 111.3844 | 111.8241 | 114.45 | 117.7121 | 121.642 | 125.6888 | 132.1127 | 138.8649
IBD | IBRD only | FP.CPI.TOTL
IBT | IDA & IBRD total | FP.CPI.TOTL
IDA | IDA total | FP.CPI.TOTL
IDB | IDA blend | FP.CPI.TOTL
IDN | Indonesia | FP.CPI.TOTL | 100 | 105.356 | 109.8648 | 116.9099 | 124.3862 | 132.301 | 136.9657 | 142.1824 | 146.7299 | 151.1767 | 154.0807 | 156.4846 | 158.926
IDX | IDA only | FP.CPI.TOTL
IMN | Isle of Man | FP.CPI.TOTL
IND | India | FP.CPI.TOTL | 100 | 108.9118 | 119.2355 | 131.1804 | 139.9244 | 146.7905 | 154.054 | 159.1812 | 165.4511 | 171.6216 | 182.9888 | 192.3787 | 202.2505
INX | Not classified | FP.CPI.TOTL
IRL | Ireland | FP.CPI.TOTL | 100 | 102.5572 | 104.2968 | 104.8273 | 105.0187 | 104.7143 | 104.723 | 105.0796 | 105.5928 | 106.5843 | 106.2277 | 108.7327 | 111.2968
IRN | Iran, Islamic Rep. | FP.CPI.TOTL | 100 | 126.2934 | 160.7169 | 219.5442 | 256.0029 | 287.9641 | 308.8283 | 333.6733 | 393.7816 | 550.9294 | 719.4815 | 1031.6575 | 1479.2835
IRQ | Iraq | FP.CPI.TOTL | 100 | 105.8015 | 112.2438 | 114.3534 | 116.9103 | 118.5393 | 119.199 | 119.4184 | 119.8572 | 119.6187 | 120.3055 | 127.5742 | 135.2821
ISL | Iceland | FP.CPI.TOTL | 100 | 104.001 | 109.3944 | 113.6305 | 115.9538 | 117.8474 | 119.8472 | 121.957 | 125.229 | 129.0033 | 132.6772 | 138.5737 | 144.7323
ISR | Israel | FP.CPI.TOTL | 100 | 103.4786 | 105.2268 | 106.8854 | 107.4054 | 106.724 | 106.1413 | 106.4013 | 107.2709 | 108.1764 | 107.5399 | 109.1447 | 110.7735
ITA | Italy | FP.CPI.TOTL | 100 | 102.7806 | 105.9066 | 107.1986 | 107.457 | 107.4987 | 107.3976 | 108.7149 | 109.9515 | 110.6236 | 110.4713 | 112.5413 | 114.65
JAM | Jamaica | FP.CPI.TOTL | 100 | 107.5559 | 114.9492 | 125.6872 | 136.0867 | 141.1104 | 144.4279 | 150.7515 | 156.3846 | 162.4915 | 170.9846 | 181.0091 | 191.6212
JOR | Jordan | FP.CPI.TOTL | 100 | 104.1624 | 108.8656 | 114.118 | 117.4268 | 116.3971 | 115.4911 | 119.3299 | 124.6547 | 125.604 | 126.0226 | 127.719 | 129.4382
JPN | Japan | FP.CPI.TOTL | 100 | 99.7275 | 99.6836 | 100.0176 | 102.7773 | 103.5947 | 103.4628 | 103.9638 | 104.9921 | 105.4843 | 105.4579 | 105.2118 | 104.9663
KAZ | Kazakhstan | FP.CPI.TOTL | 100 | 108.4249 | 113.9523 | 120.6144 | 128.7035 | 137.2826 | 157.2518 | 168.9513 | 179.1207 | 188.5164 | 201.2394
KEN | Kenya | FP.CPI.TOTL | 100 | 114.0225 | 124.7153 | 131.8458 | 140.9144 | 150.1896 | 159.6473 | 172.4282 | 180.5148 | 189.9663 | 200.2336 | 212.4697 | 225.4536
KGZ | Kyrgyz Republic | FP.CPI.TOTL | 100 | 116.6363 | 119.8653 | 127.7929 | 137.4212 | 146.3581 | 146.9272 | 151.5926 | 153.9312 | 155.6762 | 165.5233 | 185.2289 | 207.2805
KHM | Cambodia | FP.CPI.TOTL | 100 | 105.4784 | 108.5735 | 111.7673 | 116.0767 | 117.4974 | 121.0449 | 124.5705 | 127.6337 | 130.1131 | 133.9388 | 137.8508 | 141.8771
KIR | Kiribati | FP.CPI.TOTL | 100 | 101.4974 | 98.4059 | 96.9416 | 98.9812 | 99.5474 | 101.4561 | 101.8168 | 102.391 | 100.5346
KNA | St. Kitts and Nevis | FP.CPI.TOTL | 100 | 105.8352 | 106.6989 | 107.88 | 108.1474 | 105.658 | 104.9321 | 105.6613 | 104.5654 | 104.2208 | 103.0043 | 104.2359 | 105.4823
KOR | Korea, Rep. | FP.CPI.TOTL | 100 | 104.026 | 106.3011 | 107.6844 | 109.0572 | 109.8275 | 110.8947 | 113.0508 | 114.7193 | 115.1586 | 115.7774 | 118.6699 | 121.6346
KWT | Kuwait | FP.CPI.TOTL | 100 | 104.8394 | 108.2521 | 111.1557 | 114.3892 | 118.1316 | 121.91 | 124.5576 | 125.2341 | 126.6015 | 129.2623 | 133.6878 | 138.2648
LAC | Latin America & Caribbean (excluding high income) | FP.CPI.TOTL
LAO | Lao PDR | FP.CPI.TOTL | 100 | 107.569 | 112.1462 | 119.2915 | 124.2173 | 125.804 | 127.813 | 128.8681 | 131.4975 | 135.8666 | 142.8013 | 148.1644 | 153.7289
LBN | Lebanon | FP.CPI.TOTL | 100 | 104.9715 | 111.8802 | 117.2739 | 119.4489 | 114.9706 | 114.0699 | 118.9993 | 126.2309 | 130.0246 | 240.3691 | 612.355 | 1560.0117
LBR | Liberia | FP.CPI.TOTL | 100 | 108.4882 | 115.8998 | 124.6819 | 136.977 | 147.5909 | 160.6294 | 180.579 | 223.1298
LBY | Libya | FP.CPI.TOTL | 2010: 100; 2011: 115.5185; 2012: 122.5187; 2013: 125.7113
LCA | St. Lucia | FP.CPI.TOTL | 100 | 102.7694 | 107.0627 | 108.635 | 112.4557 | 111.3496 | 107.922 | 108.0345 | 110.1256 | 110.7193 | 108.7753 | 111.3975 | 114.083
LCN | Latin America & Caribbean | FP.CPI.TOTL
LDC | Least developed countries: UN classification | FP.CPI.TOTL
LIC | Low income | FP.CPI.TOTL
LIE | Liechtenstein | FP.CPI.TOTL
LKA | Sri Lanka | FP.CPI.TOTL | 100 | 106.7168 | 114.7663 | 122.6949 | 126.5954 | 131.3659 | 136.5666 | 147.0879 | 150.2282 | 155.5289 | 165.1 | 176.6815 | 189.0753
LMC | Lower middle income | FP.CPI.TOTL
LMY | Low & middle income | FP.CPI.TOTL
LSO | Lesotho | FP.CPI.TOTL | 100 | 105.0366 | 111.3929 | 116.8123 | 123.0854 | 127.0468 | 135.4275 | 141.4509 | 148.1724 | 155.8582 | 163.617 | 173.5121 | 184.0057
LTE | Late-demographic dividend | FP.CPI.TOTL
LTU | Lithuania | FP.CPI.TOTL | 100 | 104.1303 | 107.3479 | 108.4723 | 108.5849 | 107.6249 | 108.5995 | 112.6425 | 115.6815 | 118.3821 | 119.8026 | 125.4136 | 131.2874
LUX | Luxembourg | FP.CPI.TOTL | 100 | 103.4107 | 106.1643 | 108.0053 | 108.6841 | 109.2001 | 109.5177 | 111.4132 | 113.1158 | 115.0878 | 116.0315 | 118.9635 | 121.9696
LVA | Latvia | FP.CPI.TOTL | 100 | 104.3707 | 106.7272 | 106.6958 | 107.3578 | 107.5449 | 107.6961 | 110.852 | 113.6615 | 116.857 | 117.113 | 120.9494 | 124.9115
MAC | Macao SAR, China | FP.CPI.TOTL | 100 | 105.8062 | 112.2682 | 118.4436 | 125.6074 | 131.3358 | 134.4471 | 136.0983 | 140.1873 | 144.0451 | 145.2139
MAF | St. Martin (French part) | FP.CPI.TOTL
MAR | Morocco | FP.CPI.TOTL | 100 | 100.9069 | 102.2057 | 104.1279 | 104.5884 | 106.2178 | 107.9548 | 108.7695 | 110.7316 | 111.0676 | 111.8517 | 113.4198 | 115.0099
MCO | Monaco | FP.CPI.TOTL
MDA | Moldova | FP.CPI.TOTL | 100 | 107.6873 | 112.5831 | 117.7595 | 123.752 | 135.7266 | 144.3579 | 153.8425 | 158.5271 | 166.1963 | 172.4552 | 181.2615 | 190.5174
MDG | Madagascar | FP.CPI.TOTL | 100 | 109.4825 | 115.7382 | 122.4816 | 129.929 | 139.5492 | 147.972 | 160.711 | 174.5229 | 184.3145 | 192.059 | 203.222 | 215.0338
MDV | Maldives | FP.CPI.TOTL | 100 | 111.2734 | 123.3852 | 128.0808 | 130.7961 | 132.0428 | 132.7064 | 136.4453 | 136.2634 | 136.5632 | 134.6926 | 135.4241 | 136.1597
MEA | Middle East & North Africa | FP.CPI.TOTL
MEX | Mexico | FP.CPI.TOTL | 100 | 103.4074 | 107.659 | 111.7569 | 116.248 | 119.4107 | 122.7801 | 130.1978 | 136.5766 | 141.5425 | 146.3505 | 154.6767 | 163.4766
MHL | Marshall Islands | FP.CPI.TOTL
MIC | Middle income | FP.CPI.TOTL
MKD | North Macedonia | FP.CPI.TOTL | 100 | 103.9048 | 107.3503 | 110.34 | 110.0292 | 109.6992 | 109.4367 | 110.9158 | 112.5333 | 113.3958 | 114.7567 | 118.4642 | 122.2914
MLI | Mali | FP.CPI.TOTL | 100 | 102.9556 | 108.4361 | 107.7782 | 108.7307 | 110.3081 | 108.3229 | 110.2293 | 110.5595 | 108.7261 | 109.2024 | 113.4892 | 117.9444
MLT | Malta | FP.CPI.TOTL | 100 | 102.963 | 105.4092 | 106.6533 | 106.9843 | 108.1617 | 108.8569 | 110.342 | 111.6196 | 113.4525 | 114.1769 | 115.8872 | 117.623
MMR | Myanmar | FP.CPI.TOTL | 100 | 105.0215 | 106.5627 | 112.5761 | 118.1523 | 129.3227 | 138.2832 | 144.6063 | 154.5441 | 168.1827
MNA | Middle East & North Africa (excluding high income) | FP.CPI.TOTL
MNE | Montenegro | FP.CPI.TOTL | 100 | 103.4501 | 107.7384 | 110.115 | 109.3326 | 111.0258 | 110.7245 | 113.36 | 116.3201 | 116.7407 | 116.4422 | 119.2494 | 122.1243
MNG | Mongolia | FP.CPI.TOTL | 100 | 108.4112 | 123.9469 | 136.9497 | 153.7315 | 162.5491 | 163.741 | 170.7842 | 182.439 | 195.759 | 203.1901 | 218.1302 | 234.169
MNP | Northern Mariana Islands | FP.CPI.TOTL
MOZ | Mozambique | FP.CPI.TOTL | 100 | 111.1666 | 114.0597 | 118.9202 | 121.9642 | 126.2949 | 148.293 | 170.7048 | 177.3816 | 182.3148 | 188.0426 | 198.7393 | 210.0446
MRT | Mauritania | FP.CPI.TOTL | 100 | 105.6863 | 110.8675 | 115.4453 | 119.5256 | 123.3955 | 125.2292 | 128.0782 | 131.9832 | 135.0189 | 138.24 | 143.1685 | 148.2727
MUS | Mauritius | FP.CPI.TOTL | 100 | 106.5225 | 110.6259 | 114.5457 | 118.2314 | 119.7525 | 120.9233 | 125.3576 | 129.3892 | 129.914 | 133.2669 | 138.6356 | 144.2205
MWI | Malawi | FP.CPI.TOTL | 100 | 107.6228 | 130.5156 | 166.1246 | 205.649 | 250.619 | 305.0312 | 340.2421 | 382.5008 | 418.3443 | 454.4287
MYS | Malaysia | FP.CPI.TOTL | 100 | 103.1745 | 104.8909 | 107.0988 | 110.4649 | 112.7895 | 115.1475 | 119.6051 | 120.6632 | 121.4631 | 120.08 | 123.0545 | 126.1027
NAC | North America | FP.CPI.TOTL
NAM | Namibia | FP.CPI.TOTL | 100 | 105.0056 | 112.0641 | 118.3407 | 124.6721 | 128.9035 | 137.5769 | 146.0321 | 152.2992 | 157.9684 | 161.4585 | 167.2983 | 173.3493
NCL | New Caledonia | FP.CPI.TOTL | 2010: 100; 2011: 102.429; 2012: 104.2212; 2013: 105.5527; 2014: 105.7415; 2015: 106.3448; 2016: 106.9598
NER | Niger | FP.CPI.TOTL | 100 | 102.9424 | 103.4109 | 105.7865 | 104.8023 | 104.1986 | 105.9219 | 108.8839 | 112.1151 | 109.3237 | 112.4921 | 116.8094 | 121.2924
NGA | Nigeria | FP.CPI.TOTL | 100 | 110.84 | 124.3822 | 134.9246 | 145.8029 | 158.9389 | 183.8531 | 214.2321 | 240.1429 | 267.5115 | 302.9462 | 354.3041 | 414.3688
NIC | Nicaragua | FP.CPI.TOTL | 100 | 108.0824 | 115.8573 | 124.1243 | 131.6164 | 136.8776 | 141.7001 | 147.1565 | 154.4366 | 162.7396 | 168.7314 | 177.0472 | 185.7728
NLD | Netherlands | FP.CPI.TOTL | 100 | 102.3411 | 104.8541 | 107.4827 | 108.5318 | 109.1832 | 109.529 | 111.0421 | 112.9337 | 115.908 | 117.3829 | 120.5237 | 123.7486
NOR | Norway | FP.CPI.TOTL | 100 | 101.285 | 101.9908 | 104.1535 | 106.28 | 108.5875 | 112.4423 | 114.5507 | 117.7179 | 120.2697 | 121.817 | 126.061 | 130.4528
NPL | Nepal | FP.CPI.TOTL | 100 | 109.2271 | 119.5597 | 130.3681 | 141.2723 | 152.3889 | 165.7844 | 171.7976 | 178.7746 | 188.73 | 198.2653 | 206.3702 | 214.8064
NRU | Nauru | FP.CPI.TOTL | 2010: 100; 2011: 100.3003; 2012: 100.1752
NZL | New Zealand | FP.CPI.TOTL | 100 | 104.0279 | 105.1305 | 106.3231 | 107.6283 | 107.9433 | 108.6409 | 110.6516 | 112.4201 | 114.2409 | 116.1996 | 120.7792 | 125.5393
OED | OECD members | FP.CPI.TOTL
OMN | Oman | FP.CPI.TOTL | 100 | 104.0422 | 107.1091 | 108.2289 | 109.3354 | 109.4068 | 110.6203 | 112.3871 | 113.3776 | 113.5293 | 112.5031 | 114.2431 | 116.0101
OSS | Other small states | FP.CPI.TOTL
PAK | Pakistan | FP.CPI.TOTL | 100 | 111.9161 | 122.7522 | 132.1945 | 141.6985 | 145.2825 | 150.7525 | 156.9113 | 164.8794 | 182.3209 | 200.079 | 219.0789 | 239.8831
PAN | Panama | FP.CPI.TOTL | 100 | 105.8758 | 111.9088 | 116.4156 | 119.4733 | 119.6375 | 120.5225 | 121.5778 | 122.5037 | 122.0687 | 120.1763 | 122.136 | 124.1277
PER | Peru | FP.CPI.TOTL | 100 | 103.3693 | 107.1022 | 110.0667 | 113.8221 | 117.6899 | 121.8763 | 125.5264 | 127.4208 | 130.2904 | 132.8994 | 138.5764 | 144.4959
PHL | Philippines | FP.CPI.TOTL | 100 | 104.7184 | 107.8882 | 110.6746 | 114.6565 | 115.4295 | 116.8766 | 120.2114 | 126.5938 | 129.622 | 132.7241 | 137.9364 | 143.3534
PLW | Palau | FP.CPI.TOTL | 100 | 104.6747 | 108.4578 | 112.0964 | 116.7952 | 117.9036 | 116.6747 | 118.3291 | 120.8255 | 121.1486 | 121.4129 | 124.5848 | 127.8396
PNG | Papua New Guinea | FP.CPI.TOTL | 100 | 104.4408 | 109.1795 | 114.5952 | 120.5795 | 127.8094 | 136.339 | 143.7314 | 150.0189 | 155.9126 | 163.5082 | 170.8392 | 178.499
POL | Poland | FP.CPI.TOTL | 100 | 104.2394 | 107.9507 | 109.0216 | 109.0802 | 108.1267 | 107.408 | 109.6377 | 111.6253 | 114.1118 | 117.9624 | 123.9255 | 130.1899
PRE | Pre-demographic dividend | FP.CPI.TOTL
PRI | Puerto Rico | FP.CPI.TOTL
PRK | Korea, Dem. People's Rep. | FP.CPI.TOTL
PRT | Portugal | FP.CPI.TOTL | 100 | 103.653 | 106.5277 | 106.82 | 106.5229 | 107.0426 | 107.6928 | 109.1667 | 110.2515 | 110.6244 | 110.6106 | 112.0105 | 113.4282
PRY | Paraguay | FP.CPI.TOTL | 100 | 108.254 | 112.2333 | 115.2455 | 121.041 | 124.8283 | 129.9299 | 134.6106 | 139.9621 | 143.821 | 146.3631 | 153.3709 | 160.7143
PSE | West Bank and Gaza | FP.CPI.TOTL | 100 | 102.8772 | 105.7363 | 107.5596 | 109.4236 | 110.9901 | 110.7469 | 110.9824 | 110.7658 | 112.5161 | 111.6888 | 113.0709 | 114.4701
PSS | Pacific island small states | FP.CPI.TOTL
PST | Post-demographic dividend | FP.CPI.TOTL
PYF | French Polynesia | FP.CPI.TOTL
QAT | Qatar | FP.CPI.TOTL | 100 | 101.1384 | 103.4801 | 106.8142 | 110.3922 | 112.3948 | 115.4031 | 115.8588 | 116.1552 | 115.3808 | 112.4498 | 115.0412 | 117.6923
ROU | Romania | FP.CPI.TOTL | 100 | 105.7893 | 109.3172 | 113.6732 | 114.8876 | 114.205 | 112.4408 | 113.9464 | 119.2169 | 123.7804 | 127.0371 | 133.4555 | 140.1981
RUS | Russian Federation | FP.CPI.TOTL | 100 | 108.4405 | 113.9435 | 121.639 | 131.1553 | 151.5295 | 162.2008 | 168.1752 | 173.0158 | 180.7503 | 186.8626 | 199.3721 | 212.7189
RWA | Rwanda | FP.CPI.TOTL | 100 | 103.0802 | 113.6676 | 120.4015 | 123.2364 | 126.3524 | 135.4174 | 146.6293 | 146.173 | 151.0667 | 165.9473 | 165.2979 | 164.651
SAS | South Asia | FP.CPI.TOTL
SAU | Saudi Arabia | FP.CPI.TOTL | 100 | 105.8262 | 108.8595 | 112.705 | 115.2254 | 116.6151 | 119.0277 | 118.03 | 120.9313 | 118.3998 | 122.4792 | 126.2311 | 130.098
SDN | Sudan | FP.CPI.TOTL | 100 | 118.0966 | 160.0907 | 218.5595 | 299.2225 | 349.8197 | 411.9136 | 545.1744 | 890.229 | 1344.1928 | 3364.8199 | 16245.889 | 78437.751
SEN | Senegal | FP.CPI.TOTL | 100 | 103.4032 | 104.8697 | 105.6146 | 104.4631 | 104.6043 | 105.4802 | 106.8706 | 107.3632 | 109.2513 | 112.0344
SGP | Singapore | FP.CPI.TOTL | 100 | 105.2478 | 110.0635 | 112.6595 | 113.8144 | 113.2196 | 112.617 | 113.2659 | 113.7627 | 114.4058 | 114.1977 | 116.8298 | 119.5225
SLB | Solomon Islands | FP.CPI.TOTL | 100 | 107.3427 | 113.6888 | 119.8182 | 126.0079 | 125.284 | 125.9261 | 126.5415 | 130.9217 | 133.062 | 137.0054 | 136.8472 | 136.6893
SLE | Sierra Leone | FP.CPI.TOTL | 100 | 106.7914 | 113.8265 | 120.1145 | 125.687 | 134.0947 | 148.6923 | 175.7863 | 203.9641 | 234.1609 | 265.6483 | 297.1912 | 332.4796
SLV | El Salvador | FP.CPI.TOTL | 100 | 105.1289 | 106.9474 | 107.7577 | 108.9876 | 108.1905 | 108.844 | 109.9459 | 111.1446 | 111.2284 | 110.815 | 114.6569 | 118.632
SMR | San Marino | FP.CPI.TOTL | 100 | 102.8998 | 105.8091 | 107.5067 | 108.7032 | 108.8616 | 109.4864 | 110.6316
SOM | Somalia | FP.CPI.TOTL
SRB | Serbia | FP.CPI.TOTL | 100 | 111.1374 | 119.2842 | 128.4622 | 131.1374 | 132.9633 | 134.4556 | 138.6655 | 141.3831 | 143.9976 | 146.2663 | 152.2414 | 158.4607
SSA | Sub-Saharan Africa (excluding high income) | FP.CPI.TOTL
SSD | South Sudan | FP.CPI.TOTL | 100 | 146.8522 | 213.7079 | 213.5838 | 217.1598 | 331.7471 | 1592.3847 | 4583.7055 | 8411.1696 | 15749.1888 | 20422.8934 | 22570.711 | 24944.4086
SSF | Sub-Saharan Africa | FP.CPI.TOTL
SST | Small states | FP.CPI.TOTL
STP | Sao Tome and Principe | FP.CPI.TOTL | 100 | 114.3272 | 126.4892 | 136.7422 | 146.3121 | 153.9938 | 162.3598 | 171.6063 | 185.0896
SUR | Suriname | FP.CPI.TOTL | 100 | 117.7118 | 123.6054 | 125.9829 | 130.2454 | 139.2244 | 216.372 | 263.9673 |  | 294.6822 | 397.5056 | 632.4779 | 1006.3464
SVK | Slovak Republic | FP.CPI.TOTL | 100 | 103.9193 | 107.6667 | 109.1746 | 109.0914 | 108.7366 | 108.1712 | 109.5903 | 112.3455 | 115.339 | 117.573 | 121.2761 | 125.0958
SVN | Slovenia | FP.CPI.TOTL | 100 | 101.8029 | 104.4471 | 106.295 | 106.5069 | 105.9471 | 105.8888 | 107.4021 | 109.2694 | 111.0511 | 110.9902 | 113.1179 | 115.2865
SWE | Sweden | FP.CPI.TOTL | 100 | 102.9612 | 103.8758 | 103.8298 | 103.6433 | 103.5948 | 104.6145 | 106.4918 | 108.5721 | 110.5092 | 111.0589 | 113.4613 | 115.9157
SWZ | Eswatini | FP.CPI.TOTL | 100 | 106.1074 | 115.5931 | 122.0909 | 129.0273 | 135.4158 | 146.0422 | 155.128 | 162.5976 | 166.8219
SXM | Sint Maarten (Dutch part) | FP.CPI.TOTL | 100 | 104.5848 | 108.784 | 111.5348 | 113.6392 | 114.0142 | 114.1416 | 116.6435
SYC | Seychelles | FP.CPI.TOTL | 100 | 102.5593 | 109.8516 | 114.618 | 116.2064 | 120.9034 | 119.6757 | 123.0946 | 127.6526 | 130.3011 | 141.086
SYR | Syrian Arab Republic | FP.CPI.TOTL | 2010: 100; 2011: 104.7532; 2012: 143.2
TCA | Turks and Caicos Islands | FP.CPI.TOTL
TCD | Chad | FP.CPI.TOTL | 100 | 102.0292 | 109.6984 | 109.9427 | 111.7919 | 116.6851 | 115.7605 | 113.9811 | 118.8534 | 117.6982 | 122.9524 | 122.0022 | 121.0593
TEA | East Asia & Pacific (IDA & IBRD countries) | FP.CPI.TOTL
TEC | Europe & Central Asia (IDA & IBRD countries) | FP.CPI.TOTL
TGO | Togo | FP.CPI.TOTL | 100 | 103.5635 | 106.2325 | 108.1717 | 108.3782 | 111.1786 | 112.6075 | 111.5036 | 112.5385 | 113.3104 | 115.3812
THA | Thailand | FP.CPI.TOTL | 100 | 103.8088 | 106.9385 | 109.275 | 111.3459 | 110.3433 | 110.5509 | 111.2868 | 112.4708 | 113.2656 | 112.3075 | 113.6893 | 115.0881
TJK | Tajikistan | FP.CPI.TOTL | 2010: 100; 2011: 112.4315; 2012: 118.9876; 2013: 124.9485; 2014: 132.5759; 2015: 140.152; 2016: 148.5675
TKM | Turkmenistan | FP.CPI.TOTL
TLA | Latin America & the Caribbean (IDA & IBRD countries) | FP.CPI.TOTL
TLS | Timor-Leste | FP.CPI.TOTL | 100 | 113.4998 | 126.8932 | 140.8352 | 142.0307 | 142.9484 | 140.8473 | 141.5839 | 144.8322 | 146.2208
TMN | Middle East & North Africa (IDA & IBRD countries) | FP.CPI.TOTL
TON | Tonga | FP.CPI.TOTL | 100 | 106.2708 | 107.4903 | 108.324 | 111.0439 | 109.8735 | 112.7062 | 121.1784 | 127.2762 | 128.7774 | 128.3271 | 135.5654 | 143.2119
TSA | South Asia (IDA & IBRD) | FP.CPI.TOTL
TSS | Sub-Saharan Africa (IDA & IBRD countries) | FP.CPI.TOTL
TTO | Trinidad and Tobago | FP.CPI.TOTL | 100 | 105.1071 | 114.8403 | 120.8118 | 127.6793 | 133.6307 | 137.734 | 140.324 | 141.7533 | 143.1716 | 144.0292 | 146.995 | 150.022
TUN | Tunisia | FP.CPI.TOTL | 100 | 103.24 | 108.0013 | 113.7429 | 119.0041 | 124.2848 | 128.7956 | 135.6331 | 145.5447 | 155.3254 | 164.0766 | 173.4394 | 183.3365
TUR | Turkiye | FP.CPI.TOTL | 100 | 106.4719 | 115.9389 | 124.6263 | 135.6614 | 146.0678 | 157.4248 | 174.9687 | 203.5454 | 234.4371 | 263.2236 | 314.8061 | 376.4971
TUV | Tuvalu | FP.CPI.TOTL | 2010: 100; 2011: 100.5006
TZA | Tanzania | FP.CPI.TOTL | 100 | 112.691 | 130.7228 | 141.0116 | 149.6579 | 158.021 | 166.1982 | 175.0378 | 181.1545 | 187.4302 | 193.5972 | 200.7427 | 208.1519
UGA | Uganda | FP.CPI.TOTL | 100 | 116.5643 | 131.3436 | 137.7863 | 142.0242 | 149.9629 | 158.5203 | 166.7788 | 171.1417 | 176.0494 | 181.8825 | 185.8922 | 189.9903
UKR | Ukraine | FP.CPI.TOTL | 100 | 107.9557 | 108.5697 | 108.3103 | 121.3853 | 180.4998 | 205.6122 | 235.2992 | 261.0688 | 281.6586 | 289.3549 | 316.4476 | 346.077
UMC | Upper middle income | FP.CPI.TOTL
URY | Uruguay | FP.CPI.TOTL | 100 | 108.0928 | 116.8459 | 126.8656 | 138.1279 | 150.0985 | 164.5671 | 174.8 | 188.0963 | 202.922 | 222.7199 | 239.976 | 258.5692
USA | United States | FP.CPI.TOTL | 100 | 103.1568 | 105.2915 | 106.8338 | 108.5669 | 108.6957 | 110.067 | 112.4116 | 115.1573 | 117.2442 | 118.6905 | 124.2664 | 130.1043
UZB | Uzbekistan | FP.CPI.TOTL | 100 | 113.7797 | 128.8087 | 144.0615 | 157.4348 | 171.2134 | 185.1345 | 210.8233 | 247.7684 | 283.7585 | 320.2718 | 355.0189 | 393.5357
VCT | St. Vincent and the Grenadines | FP.CPI.TOTL | 100 | 103.186 | 105.8673 | 106.7196 | 106.9265 | 105.0728 | 104.9156 | 107.1748 | 109.6657 | 110.667 | 109.9719 | 111.7014 | 113.4582
VEN | Venezuela, RB | FP.CPI.TOTL | 2010: 100; 2011: 126.0902; 2012: 152.6562; 2013: 214.6947; 2014: 348.1676; 2015: 772.0201; 2016: 2740.274
VGB | British Virgin Islands | FP.CPI.TOTL
VIR | Virgin Islands (U.S.) | FP.CPI.TOTL
VNM | Vietnam | FP.CPI.TOTL | 100 | 118.6777 | 129.4711 | 138.0067 | 143.6437 | 144.5504 | 148.4073 | 153.6317 | 159.0696 | 163.5169 | 168.7837 | 171.8804 | 175.0339
VUT | Vanuatu | FP.CPI.TOTL | 100 | 100.8738 | 102.233 | 103.7245 | 104.5531 | 107.1494 | 108.0517 | 111.3846 | 113.9809 | 117.1297 | 123.3719 | 126.2629 | 129.2216
WLD | World | FP.CPI.TOTL
WSM | Samoa | FP.CPI.TOTL | 100 | 105.2354 | 107.3917 | 108.0469 | 107.6073 | 108.3869 | 109.8011 | 111.7225 | 116.412 | 117.5555 | 115.7112 | 119.3366 | 123.0757
XKX | Kosovo | FP.CPI.TOTL | 100 | 107.3364 | 109.9949 | 111.9388 | 112.419 | 111.8154 | 112.1208 | 113.7895 | 114.9886 | 118.0656 | 118.2997 | 122.2671 | 126.3676
YEM | Yemen, Rep. | FP.CPI.TOTL | 2010: 100; 2011: 119.5436; 2012: 131.3609; 2013: 145.7692; 2014: 157.5833
ZAF | South Africa | FP.CPI.TOTL | 100 | 104.9993 | 111.0101 | 117.4315 | 124.6298 | 130.2888 | 138.8506 | 146.049 | 152.6462 | 158.9356 | 164.0375 | 171.6024 | 179.5161
ZMB | Zambia | FP.CPI.TOTL | 100 | 106.4294 | 113.4281 | 121.3427 | 130.8158 | 144.0421 | 169.782 | 180.9491 | 194.5104 | 212.3088 | 245.7104 | 299.8189 | 365.8427
ZWE | Zimbabwe | FP.CPI.TOTL | 100 | 103.4661 | 107.3206 | 109.0752 | 108.8595 | 106.2131 | 104.5736 | 105.5084 | 116.7122 | 414.6843 | 2725.3128 | 5411.0024 | 10743.3346

## Exchange
iso3 | Country Name | Indicator Code | 2010 | 2011 | 2012 | 2013 | 2014 | 2015 | 2016 | 2017 | 2018 | 2019 | 2020 | 2021 | 2022
ABW | Aruba | PA.NUS.FCRF | 1.79 | 1.79 | 1.79 | 1.79 | 1.79 | 1.79 | 1.79 | 1.79 | 1.79 | 1.79 | 1.79 | 1.79 | 1.79
AFE | Africa Eastern and Southern | PA.NUS.FCRF
AFG | Afghanistan | PA.NUS.FCRF | 46.4525 | 46.747 | 50.9214 | 55.3775 | 57.2475 | 61.1435 | 67.8661 | 68.0269 | 72.0832 | 77.7379 | 76.8135
AFW | Africa Western and Central | PA.NUS.FCRF
AGO | Angola | PA.NUS.FCRF | 91.9057 | 93.9347 | 95.468 | 96.5183 | 98.3024 | 120.0607 | 163.6564 | 165.916 | 252.8557 | 364.8258 | 578.2588 | 631.442 | 460.5675
ALB | Albania | PA.NUS.FCRF | 103.9367 | 100.8958 | 108.1842 | 105.6692 | 105.48 | 125.9617 | 124.1425 | 119.1 | 107.9892 | 109.8508 | 108.65 | 103.52 | 113.0417
AND | Andorra | PA.NUS.FCRF | 0.7543 | 0.7184 | 0.7783 | 0.7529 | 0.7527 | 0.9013 | 0.9034 | 0.8852 | 0.8468 | 0.8933 | 0.8755 | 0.84549 | 0.94962
ARB | Arab World | PA.NUS.FCRF
ARE | United Arab Emirates | PA.NUS.FCRF | 3.6725 | 3.6725 | 3.6725 | 3.6725 | 3.6725 | 3.6725 | 3.6725 | 3.6725 | 3.6725 | 3.6725 | 3.6725 | 3.6725 | 3.6725
ARG | Argentina | PA.NUS.FCRF | 3.8963 | 4.1101 | 4.5369 | 5.4594 | 8.0753 | 9.2332 | 14.7582 | 16.5627 | 28.095 | 48.1479 | 70.5392 | 94.9907 | 130.6165
ARM | Armenia | PA.NUS.FCRF | 373.6605 | 372.5009 | 401.764 | 409.6257 | 415.9198 | 477.9183 | 480.4882 | 482.7164 | 482.9879 | 480.4451 | 489.0089 | 503.7697 | 435.6662
ASM | American Samoa | PA.NUS.FCRF | bar: 2010 to 2022
ATG | Antigua and Barbuda | PA.NUS.FCRF | 2.7 | 2.7 | 2.7 | 2.7 | 2.7 | 2.7 | 2.7 | 2.7 | 2.7 | 2.7 | 2.7 | 2.7 | 2.7
AUS | Australia | PA.NUS.FCRF | 1.0902 | 0.96946 | 0.9658 | 1.0358 | 1.1094 | 1.3311 | 1.3452 | 1.3048 | 1.3384 | 1.4385 | 1.4531 | 1.3312 | 1.4417
AUT | Austria | PA.NUS.FCRF | 0.75431 | 0.71841 | 0.77834 | 0.75295 | 0.75273 | 0.9013 | 0.90342 | 0.88521 | 0.84677 | 0.89328 | 0.87551 | 0.84549 | 0.94962
AZE | Azerbaijan | PA.NUS.FCRF | 0.80265 | 0.78969 | 0.78565 | 0.78454 | 0.78435 | 1.0246 | 1.5957 | 1.7212 | 1.7 | 1.7 | 1.7 | 1.7 | 1.7
BDI | Burundi | PA.NUS.FCRF | 1230.7483 | 1261.0733 | 1442.5056 | 1555.0908 | 1546.6867 | 1571.8983 | 1654.6267 | 1729.055 | 1782.8769 | 1845.6229 | 1915.0462 | 1975.9509 | 2034.3066
BEL | Belgium | PA.NUS.FCRF | 0.75431 | 0.71841 | 0.77834 | 0.75295 | 0.75273 | 0.9013 | 0.90342 | 0.88521 | 0.84677 | 0.89328 | 0.87551 | 0.84549 | 0.94962
BEN | Benin | PA.NUS.FCRF | 494.7943 | 471.2486 | 510.5563 | 493.8996 | 493.7573 | 591.2117 | 592.6056 | 580.6567 | 555.4465 | 585.9508 | 574.2945 | 554.6078 | 623.9373
BFA | Burkina Faso | PA.NUS.FCRF | 494.7943 | 471.2486 | 510.5563 | 493.8996 | 493.7573 | 591.2117 | 592.6056 | 580.6567 | 555.4465 | 585.911 | 575.586 | 554.5307 | 623.7597
BGD | Bangladesh | PA.NUS.FCRF | 69.6493 | 74.1524 | 81.8627 | 78.1032 | 77.6414 | 77.9469 | 78.4681 | 80.4375 | 83.4662 | 84.4535 | 84.8714 | 85.0838 | 91.7455
BGR | Bulgaria | PA.NUS.FCRF | 1.4774 | 1.4065 | 1.522 | 1.4736 | 1.4742 | 1.7644 | 1.768 | 1.7355 | 1.657 | 1.747 | 1.7163 | 1.6538 | 1.8601
BHR | Bahrain | PA.NUS.FCRF | 0.376 | 0.376 | 0.376 | 0.376 | 0.376 | 0.376 | 0.376 | 0.376 | 0.376 | 0.376 | 0.376 | 0.376 | 0.376
BHS | Bahamas, The | PA.NUS.FCRF | bar: 2010 to 2022
BIH | Bosnia and Herzegovina | PA.NUS.FCRF | 1.4767 | 1.4069 | 1.5222 | 1.4731 | 1.4742 | 1.7635 | 1.7681 | 1.7354 | 1.657 | 1.7471 | 1.717 | 1.6536 | 1.8593
BLR | Belarus | PA.NUS.FCRF | 0.29785 | 0.49746 | 0.83369 | 0.88801 | 1.0224 | 1.5926 | 1.9896 | 1.9323 | 2.0376 | 2.0918 | 2.4396 | 2.5387 | 2.6261
BLZ | Belize | PA.NUS.FCRF | 2 | 2 | 2 | 2 | 2 | 2 | 2 | 2 | 2 | 2 | 2 | 2 | 2
BMU | Bermuda | PA.NUS.FCRF | bar: 2010 to 2022
BOL | Bolivia | PA.NUS.FCRF | 7.0167 | 6.937 | 6.91 | 6.91 | 6.91 | 6.91 | 6.91 | 6.91 | 6.91 | 6.91 | 6.91 | 6.91 | 6.91
BRA | Brazil | PA.NUS.FCRF | 1.7592 | 1.6728 | 1.9531 | 2.1561 | 2.353 | 3.3269 | 3.4913 | 3.1914 | 3.6538 | 3.9445 | 5.1552 | 5.3944 | 5.164
BRB | Barbados | PA.NUS.FCRF | 2 | 2 | 2 | 2 | 2 | 2 | 2 | 2 | 2 | 2 | 2 | 2 | 2
BRN | Brunei Darussalam | PA.NUS.FCRF | 1.3635 | 1.2579 | 1.2496 | 1.2512 | 1.267 | 1.3749 | 1.3813 | 1.3809 | 1.3489 | 1.3642 | 1.3797 | 1.3438 | 1.379
BTN | Bhutan | PA.NUS.FCRF | 45.7258 | 46.6705 | 53.4372 | 58.5978 | 61.0295 | 64.1519 | 67.1953 | 65.1216 | 68.3895 | 70.4203 | 74.0996 | 73.9393 | 78.5976
BWA | Botswana | PA.NUS.FCRF | 6.7936 | 6.8382 | 7.6405 | 8.3989 | 8.9761 | 10.129 | 10.9012 | 10.3474 | 10.2 | 10.7559 | 11.4562 | 11.0873 | 12.3688
CAF | Central African Republic | PA.NUS.FCRF | 494.7943 | 471.2486 | 510.5563 | 493.8996 | 493.7573 | 591.2117 | 592.6056 | 580.6567 | 555.4465 | 585.911 | 575.586 | 554.5307 | 623.7597
CAN | Canada | PA.NUS.FCRF | 1.0301 | 0.98926 | 0.99936 | 1.0301 | 1.1047 | 1.2788 | 1.3256 | 1.2979 | 1.2958 | 1.3268 | 1.3412 | 1.2539 | 1.3016
CEB | Central Europe and the Baltics | PA.NUS.FCRF
CHE | Switzerland | PA.NUS.FCRF | 1.0429 | 0.88804 | 0.93768 | 0.9269 | 0.91615 | 0.96238 | 0.98539 | 0.98469 | 0.97789 | 0.99371 | 0.93897 | 0.91385 | 0.95483
CHI | Channel Islands | PA.NUS.FCRF
CHL | Chile | PA.NUS.FCRF | 510.2492 | 483.6675 | 486.4713 | 495.2729 | 570.3482 | 654.1241 | 676.9577 | 648.8338 | 641.2768 | 702.8974 | 792.7272 | 758.9554 | 873.3142
CHN | China | PA.NUS.FCRF | 6.7703 | 6.4615 | 6.3123 | 6.1958 | 6.1434 | 6.2275 | 6.6445 | 6.7588 | 6.616 | 6.9084 | 6.9008 | 6.449 | 6.7372
CIV | Cote d'Ivoire | PA.NUS.FCRF | 494.7943 | 471.2486 | 510.5563 | 493.8996 | 493.7573 | 591.2117 | 592.6056 | 580.6567 | 555.4465 | 585.911 | 575.586 | 554.5307 | 623.7597
CMR | Cameroon | PA.NUS.FCRF | 494.7943 | 471.2486 | 510.5563 | 493.8996 | 493.7573 | 591.2117 | 592.6056 | 580.6567 | 555.4465 | 585.911 | 575.586 | 554.5307 | 623.7597
COD | Congo, Dem. Rep. | PA.NUS.FCRF | 905.9135 | 919.4913 | 919.755 | 919.5659 | 925.2263 | 925.985 | 1010.3028 | 1464.4179 | 1622.5235 | 1647.7601 | 1851.1222 | 1989.3915
COG | Congo, Rep. | PA.NUS.FCRF | 494.7943 | 471.2486 | 510.5563 | 493.8996 | 493.7573 | 591.2117 | 592.6056 | 580.6567 | 555.4465 | 585.911 | 575.586 | 554.5307 | 623.7597
COL | Colombia | PA.NUS.FCRF | 1898.9975 | 1848.0167 | 1798.0117 | 1868.895 | 2001.105 | 2741.7817 | 3055.255 | 2951.4869 | 2955.704 | 3281.6222 | 3693.2758 | 3744.2442 | 4256.1942
COM | Comoros | PA.NUS.FCRF | 371.0957 | 353.4365 | 382.9173 | 370.4247 | 370.318 | 443.4088 | 444.4542 | 435.4926 | 416.5848 | 439.4631 | 430.7209 | 415.9558 | 467.1843
CPV | Cabo Verde | PA.NUS.FCRF | 83.2787 | 79.2769 | 86.319 | 83.0725 | 83.0345 | 99.3857 | 99.6881 | 97.8069 | 93.4136 | 98.4952 | 96.7957 | 93.2181 | 105.5308
CRI | Costa Rica | PA.NUS.FCRF | 525.8292 | 505.6642 | 502.9015 | 499.7668 | 538.3172 | 534.5658 | 544.7394 | 567.5131 | 576.9725 | 587.2946 | 584.9009 | 620.7847 | 647.1358
CSS | Caribbean small states | PA.NUS.FCRF
CUB | Cuba | PA.NUS.FCRF
CUW | Curacao | PA.NUS.FCRF |  | 1.79 | 1.79 | 1.79 | 1.79 | 1.79 | 1.79 | 1.79 | 1.79 | 1.79 | 1.79 | 1.79 | 1.79
CYM | Cayman Islands | PA.NUS.FCRF | 0.83333 | 0.83333 | 0.83333 | 0.83333 | 0.83333 | 0.83333 | 0.83333 | 0.83333 | 0.83333 | 0.83333 | 0.83333 | 0.83333
CYP | Cyprus | PA.NUS.FCRF | 0.75431 | 0.71841 | 0.77834 | 0.75295 | 0.75273 | 0.9013 | 0.90342 | 0.88521 | 0.84677 | 0.89328 | 0.87551 | 0.84549 | 0.94962
CZE | Czechia | PA.NUS.FCRF | 19.0983 | 17.6959 | 19.5775 | 19.5706 | 20.7575 | 24.5987 | 24.4399 | 23.3763 | 21.7299 | 22.9322 | 23.2102 | 21.6782 | 23.357
DEU | Germany | PA.NUS.FCRF | 0.75431 | 0.71841 | 0.77834 | 0.75295 | 0.75273 | 0.9013 | 0.90342 | 0.88521 | 0.84677 | 0.89328 | 0.87551 | 0.84549 | 0.94962
DJI | Djibouti | PA.NUS.FCRF | 177.721 | 177.721 | 177.721 | 177.721 | 177.721 | 177.721 | 177.721 | 177.721 | 177.721 | 177.721 | 177.721 | 177.721 | 177.721
DMA | Dominica | PA.NUS.FCRF | 2.7 | 2.7 | 2.7 | 2.7 | 2.7 | 2.7 | 2.7 | 2.7 | 2.7 | 2.7 | 2.7 | 2.7 | 2.7
DNK | Denmark | PA.NUS.FCRF | 5.6241 | 5.3687 | 5.7925 | 5.6163 | 5.6125 | 6.7279 | 6.7317 | 6.6029 | 6.3146 | 6.6694 | 6.5422 | 6.2871 | 7.0762
DOM | Dominican Republic | PA.NUS.FCRF | 36.8213 | 38.0876 | 39.3203 | 41.7945 | 43.5497 | 45.0455 | 46.0644 | 47.5344 | 49.51 | 51.2949 | 56.5245 | 57.2211 | 55.141
DZA | Algeria | PA.NUS.FCRF | 74.386 | 72.9379 | 77.536 | 79.3684 | 80.579 | 100.6914 | 109.4431 | 110.973 | 116.5938 | 119.3536 | 126.7768 | 135.0641 | 141.995
EAP | East Asia & Pacific (excluding high income) | PA.NUS.FCRF
EAR | Early-demographic dividend | PA.NUS.FCRF
EAS | East Asia & Pacific | PA.NUS.FCRF
ECA | Europe & Central Asia (excluding high income) | PA.NUS.FCRF
ECS | Europe & Central Asia | PA.NUS.FCRF
ECU | Ecuador | PA.NUS.FCRF | bar: 2010 to 2022
EGY | Egypt, Arab Rep. | PA.NUS.FCRF | 5.6219 | 5.9328 | 6.0561 | 6.8703 | 7.0776 | 7.6913 | 10.0254 | 17.7825 | 17.7673 | 16.7706 | 15.7592 | 15.6445 | 19.1604
EMU | Euro area | PA.NUS.FCRF | 0.75431 | 0.71841 | 0.77834 | 0.75295 | 0.75273 | 0.9013 | 0.90342 | 0.88521 | 0.84677 | 0.89328 | 0.87551 | 0.84549 | 0.94962
ERI | Eritrea | PA.NUS.FCRF | 15.375 | 15.375 | 15.375 | 15.375 | 15.375 | 15.375 | 15.35 | 15.075 | 15.075 | 15.075 | 15.075 | 15.075 | 15.075
ESP | Spain | PA.NUS.FCRF | 0.75431 | 0.71841 | 0.77834 | 0.75295 | 0.75273 | 0.9013 | 0.90342 | 0.88521 | 0.84677 | 0.89328 | 0.87551 | 0.84549 | 0.94962
EST | Estonia | PA.NUS.FCRF | 11.8068 | 0.71841 | 0.77834 | 0.75295 | 0.75273 | 0.9013 | 0.90342 | 0.88521 | 0.84677 | 0.89328 | 0.87551 | 0.84549 | 0.94962
ETH | Ethiopia | PA.NUS.FCRF | 14.4096 | 16.8992 | 17.7048 | 18.6266 | 19.5858 | 20.5768 | 21.7315 | 23.8661 | 27.4294 | 29.0697 | 34.9272 | 43.7338
EUU | European Union | PA.NUS.FCRF
FCS | Fragile and conflict affected situations | PA.NUS.FCRF
FIN | Finland | PA.NUS.FCRF | 0.75431 | 0.71841 | 0.77834 | 0.75295 | 0.75273 | 0.9013 | 0.90342 | 0.88521 | 0.84677 | 0.89328 | 0.87551 | 0.84549 | 0.94962
FJI | Fiji | PA.NUS.FCRF | 1.9185 | 1.7909 | 1.7899 | 1.8415 | 1.8873 | 2.0976 | 2.0947 | 2.0669 | 2.0874 | 2.1604 | 2.1688 | 2.0706 | 2.2014
FRA | France | PA.NUS.FCRF | 0.75431 | 0.71841 | 0.77834 | 0.75295 | 0.75273 | 0.9013 | 0.90342 | 0.88521 | 0.84677 | 0.89328 | 0.87551 | 0.84549 | 0.94962
FRO | Faroe Islands | PA.NUS.FCRF | 5.6241 | 5.3687 | 5.7925 | 5.6163 | 5.6125 | 6.7279 | 6.7317 | 6.6029 | 6.3146 | 6.6694 | 6.5422 | 6.2871 | 7.0762
FSM | Micronesia, Fed. Sts. | PA.NUS.FCRF | bar: 2010 to 2022
GAB | Gabon | PA.NUS.FCRF | 494.7943 | 471.2486 | 510.5563 | 493.8996 | 493.7573 | 591.2117 | 592.6056 | 580.6567 | 555.4465 | 585.911 | 575.586 | 554.5307 | 623.7597
GBR | United Kingdom | PA.NUS.FCRF | 0.64718 | 0.62414 | 0.63305 | 0.63966 | 0.60773 | 0.65455 | 0.74063 | 0.77698 | 0.74953 | 0.78345 | 0.78 | 0.72706 | 0.8113
GEO | Georgia | PA.NUS.FCRF | 1.7823 | 1.6865 | 1.6513 | 1.6634 | 1.7657 | 2.2693 | 2.3667 | 2.5095 | 2.5341 | 2.8181 | 3.109 | 3.2216 | 2.9162
GHA | Ghana | PA.NUS.FCRF | 1.43 | 1.5206 | 1.8249 | 1.9813 | 2.8966 | 3.7146 | 3.9098 | 4.3505 | 4.5853 | 5.2174 | 5.5957 | 5.8057 | 8.2724
GIB | Gibraltar | PA.NUS.FCRF | 0.64718 | 0.62414 | 0.63305 | 0.63966 | 0.60773 | 0.65455 | 0.74063 | 0.77698 | 0.74953 | 0.78345 | 0.78 | 0.72706 | 0.8113
GIN | Guinea | PA.NUS.FCRF | 5726.071 | 6658.0313 | 6985.829 | 6907.8781 | 7014.1188 | 7485.5167 | 8967.9271 | 9088.3195 | 9011.1342 | 9183.8759 | 9565.0822
GMB | Gambia, The | PA.NUS.FCRF | 28.012 | 29.4615 | 32.0771 | 35.9576 | 41.733 | 42.5062 | 43.3725 | 46.6089 | 48.1518 | 50.0625 | 51.5017 | 51.4844 | 53.1886
GNB | Guinea-Bissau | PA.NUS.FCRF | 494.7943 | 471.2486 | 510.5563 | 493.8996 | 493.7573 | 591.2117 | 592.6056 | 580.6567 | 555.4465 | 585.911 | 575.586 | 554.5307 | 623.7597
GNQ | Equatorial Guinea | PA.NUS.FCRF | 494.7943 | 471.2486 | 510.5563 | 493.8996 | 493.7573 | 591.2117 | 592.6056 | 580.6567 | 555.4465 | 585.911 | 575.586 | 554.5307 | 623.7597
GRC | Greece | PA.NUS.FCRF | 0.75431 | 0.71841 | 0.77834 | 0.75295 | 0.75273 | 0.9013 | 0.90342 | 0.88521 | 0.84677 | 0.89328 | 0.87551 | 0.84549 | 0.94962
GRD | Grenada | PA.NUS.FCRF | 2.7 | 2.7 | 2.7 | 2.7 | 2.7 | 2.7 | 2.7 | 2.7 | 2.7 | 2.7 | 2.7 | 2.7 | 2.7
GRL | Greenland | PA.NUS.FCRF | 5.6241 | 5.3687 | 5.7925 | 5.6163 | 5.6125 | 6.7279 | 6.7317 | 6.6029 | 6.3146 | 6.6694 | 6.5422 | 6.2871 | 7.0762
GTM | Guatemala | PA.NUS.FCRF | 8.0578 | 7.7854 | 7.8336 | 7.8568 | 7.7322 | 7.6548 | 7.5999 | 7.3479 | 7.5192 | 7.6967 | 7.7217 | 7.7344 | 7.7482
GUM | Guam | PA.NUS.FCRF | bar: 2010 to 2022
GUY | Guyana | PA.NUS.FCRF | 203.6358 | 204.0175 | 204.3583 | 205.3942 | 206.4492 | 206.5 | 206.5 | 206.5 | 207.7167 | 208.5 | 208.5 | 208.5
HIC | High income | PA.NUS.FCRF
HKG | Hong Kong SAR, China | PA.NUS.FCRF | 7.7692 | 7.784 | 7.7564 | 7.756 | 7.7541 | 7.7518 | 7.7622 | 7.7932 | 7.8385 | 7.8359 | 7.7572 | 7.7732 | 7.8314
HND | Honduras | PA.NUS.FCRF | 18.8951 | 18.9171 | 19.5022 | 20.3538 | 20.9872 | 21.9452 | 22.835 | 23.4871 | 23.9027 | 24.5085 | 24.5819 | 24.0167 | 24.4859
HPC | Heavily indebted poor countries (HIPC) | PA.NUS.FCRF
HRV | Croatia | PA.NUS.FCRF | 5.498 | 5.3439 | 5.8503 | 5.7049 | 5.7482 | 6.8583 | 6.806 | 6.6238 | 6.279 | 6.6225 | 6.6141 | 6.3601 | 7.1597
HTI | Haiti | PA.NUS.FCRF | 39.7974 | 40.5228 | 41.9497 | 43.4628 | 45.216 | 50.7064 | 63.3358 | 64.7697 | 68.0318 | 88.815 | 93.5098 | 89.2266 | 115.6307
HUN | Hungary | PA.NUS.FCRF | 207.9442 | 201.055 | 225.1042 | 223.695 | 232.6017 | 279.3325 | 281.5233 | 274.4333 | 270.2117 | 290.66 | 307.9967 | 303.1408 | 372.5958
IBD | IBRD only | PA.NUS.FCRF
IBT | IDA & IBRD total | PA.NUS.FCRF
IDA | IDA total | PA.NUS.FCRF
IDB | IDA blend | PA.NUS.FCRF
IDN | Indonesia | PA.NUS.FCRF | 9090.4333 | 8770.4333 | 9386.6292 | 10461.24 | 11865.2113 | 13389.4129 | 13308.3268 | 13380.8339 | 14236.9388 | 14147.6714 | 14582.2035 | 14308.1439 | 14849.8539
IDX | IDA only | PA.NUS.FCRF
IMN | Isle of Man | PA.NUS.FCRF | 0.64718 | 0.62414 | 0.63305 | 0.63966 | 0.60773 | 0.65455 | 0.74063 | 0.77698 | 0.74953 | 0.78345 | 0.78 | 0.72706 | 0.8113
IND | India | PA.NUS.FCRF | 45.7258 | 46.6705 | 53.4372 | 58.5978 | 61.0295 | 64.1519 | 67.1953 | 65.1216 | 68.3895 | 70.4203 | 74.0996 | 73.918 | 78.6045
INX | Not classified | PA.NUS.FCRF
IRL | Ireland | PA.NUS.FCRF | 0.75431 | 0.71841 | 0.77834 | 0.75295 | 0.75273 | 0.9013 | 0.90342 | 0.88521 | 0.84677 | 0.89328 | 0.87551 | 0.84549 | 0.94962
IRN | Iran, Islamic Rep. | PA.NUS.FCRF | 10254.1765 | 10616.3066 | 12175.5472 | 18414.448 | 25941.6641 | 29011.4914 | 30914.8524 | 33226.2982 | 40864.329 | 42000 | 42000 | 42000
IRQ | Iraq | PA.NUS.FCRF | 1170 | 1170 | 1166.1667 | 1166 | 1166 | 1167.3333 | 1182 | 1184 | 1182.75 | 1182 | 1192 | 1450
ISL | Iceland | PA.NUS.FCRF | 122.2418 | 115.954 | 125.0828 | 122.1791 | 116.7674 | 131.9187 | 120.8115 | 106.8396 | 108.3002 | 122.6068 | 135.4217 | 126.9889 | 135.2799
ISR | Israel | PA.NUS.FCRF | 3.739 | 3.5781 | 3.8559 | 3.6108 | 3.5779 | 3.8868 | 3.8406 | 3.5996 | 3.5906 | 3.5645 | 3.4424 | 3.2302 | 3.3596
ITA | Italy | PA.NUS.FCRF | 0.75431 | 0.71841 | 0.77834 | 0.75295 | 0.75273 | 0.9013 | 0.90342 | 0.88521 | 0.84677 | 0.89328 | 0.87551 | 0.84549 | 0.94962
JAM | Jamaica | PA.NUS.FCRF | 87.1961 | 85.8935 | 88.7498 | 100.3979 | 110.9345 | 116.9698 | 125.095 | 127.9645 | 128.8715 | 133.3121 | 142.4028 | 150.7901 | 153.4268
JOR | Jordan | PA.NUS.FCRF | 0.71 | 0.71 | 0.71 | 0.71 | 0.71 | 0.71 | 0.71 | 0.71 | 0.71 | 0.71 | 0.71 | 0.71 | 0.71
JPN | Japan | PA.NUS.FCRF | 87.7799 | 79.807 | 79.7905 | 97.5957 | 105.9448 | 121.044 | 108.7929 | 112.1661 | 110.4232 | 109.0097 | 106.7746 | 109.7543 | 131.4981
KAZ | Kazakhstan | PA.NUS.FCRF | 147.355 | 146.6208 | 149.1125 | 152.1292 | 179.1917 | 221.7283 | 342.16 | 326.001 | 344.7058 | 382.7473 | 412.9533 | 425.9075 | 460.165
KEN | Kenya | PA.NUS.FCRF | 79.2332 | 88.8108 | 84.5296 | 86.1229 | 87.9222 | 98.1785 | 101.5044 | 103.41 | 101.3016 | 101.9913 | 106.4508 | 109.6377 | 117.866
KGZ | Kyrgyz Republic | PA.NUS.FCRF | 45.9643 | 46.1439 | 47.0045 | 48.4381 | 53.6541 | 64.4621 | 69.9141 | 68.8667 | 68.8403 | 69.7893 | 77.3461 | 84.6408
KHM | Cambodia | PA.NUS.FCRF | 4184.9167 | 4058.5 | 4033 | 4027.25 | 4037.5 | 4067.75 | 4058.6946 | 4050.58 | 4051.1669 | 4061.149 | 4092.7832 | 4098.7228 | 4102.0379
KIR | Kiribati | PA.NUS.FCRF | 1.0902 | 0.96946 | 0.9658 | 1.0358 | 1.1094 | 1.3311 | 1.3452 | 1.3048 | 1.3384 | 1.4385 | 1.4531 | 1.3312 | 1.4417
KNA | St. Kitts and Nevis | PA.NUS.FCRF | 2.7 | 2.7 | 2.7 | 2.7 | 2.7 | 2.7 | 2.7 | 2.7 | 2.7 | 2.7 | 2.7 | 2.7 | 2.7
KOR | Korea, Rep. | PA.NUS.FCRF | 1156.46 | 1108.2333 | 1126.8067 | 1094.9825 | 1052.84 | 1130.9525 | 1160.7675 | 1131.0008 | 1100.1633 | 1165.3575 | 1180.2658 | 1143.9517 | 1291.4467
KWT | Kuwait | PA.NUS.FCRF | 0.28661 | 0.27598 | 0.27994 | 0.28359 | 0.28457 | 0.30085 | 0.30214 | 0.30335 | 0.30196 | 0.30361 | 0.30623 | 0.30164 | 0.30625
LAC | Latin America & Caribbean (excluding high income) | PA.NUS.FCRF
LAO | Lao PDR | PA.NUS.FCRF | 8254.163 | 8029.2626 | 8006.582 | 7833.23 | 8042.4216 | 8127.6106 | 8124.3668 | 8244.8432 | 8401.3348 | 8679.4091 | 9045.7878 | 9697.9158 | 14035.2267
LBN | Lebanon | PA.NUS.FCRF | 1507.5 | 1507.5 | 1507.5 | 1507.5 | 1507.5 | 1507.5 | 1507.5 | 1507.5 | 1507.5 | 1507.5 | 1507.5 | 1507.5 | 1507.5
LBR | Liberia | PA.NUS.FCRF | 71.4033 | 72.2267 | 73.5148 | 77.52 | 83.8925 | 86.1884 | 94.4272 | 112.7067 | 144.0556 | 186.4297 | 191.518
LBY | Libya | PA.NUS.FCRF | 1.2668 | 1.2242 | 1.2617 | 1.2717 | 1.2724 | 1.3812 | 1.3904 | 1.3938 | 1.365 | 1.3983 | 1.3887 | 4.5144 | 4.8132
LCA | St. Lucia | PA.NUS.FCRF | 2.7 | 2.7 | 2.7 | 2.7 | 2.7 | 2.7 | 2.7 | 2.7 | 2.7 | 2.7 | 2.7 | 2.7 | 2.7
LCN | Latin America & Caribbean | PA.NUS.FCRF
LDC | Least developed countries: UN classification | PA.NUS.FCRF
LIC | Low income | PA.NUS.FCRF
LIE | Liechtenstein | PA.NUS.FCRF | 1.0429 | 0.888 | 0.9377 | 0.9269 | 0.9162 | 0.9624 | 0.9854 | 0.9847 | 0.9779 | 0.9938 | 0.93897 | 0.91385 | 0.95483
LKA | Sri Lanka | PA.NUS.FCRF | 113.0645 | 110.5652 | 127.6034 | 129.069 | 130.5647 | 135.8569 | 145.5817 | 152.4464 | 162.4649 | 178.7449 | 185.5926 | 198.7643
LMC | Lower middle income | PA.NUS.FCRF
LMY | Low & middle income | PA.NUS.FCRF
LSO | Lesotho | PA.NUS.FCRF | 7.3212 | 7.2611 | 8.21 | 9.6551 | 10.8527 | 12.7589 | 14.7096 | 13.3238 | 13.2339 | 14.4484 | 16.4591 | 14.7787 | 16.3559
LTE | Late-demographic dividend | PA.NUS.FCRF
LTU | Lithuania | PA.NUS.FCRF | 2.6063 | 2.4811 | 2.6863 | 2.601 | 2.6003 | 0.9013 | 0.90342 | 0.88521 | 0.84677 | 0.89328 | 0.87551 | 0.84549 | 0.94962
LUX | Luxembourg | PA.NUS.FCRF | 0.75431 | 0.71841 | 0.77834 | 0.75295 | 0.75273 | 0.9013 | 0.90342 | 0.88521 | 0.84677 | 0.89328 | 0.87551 | 0.84549 | 0.94962
LVA | Latvia | PA.NUS.FCRF | 0.53048 | 0.50123 | 0.54688 | 0.52939 | 0.75273 | 0.9013 | 0.90342 | 0.88521 | 0.84677 | 0.89328 | 0.87551 | 0.84549 | 0.94962
MAC | Macao SAR, China | PA.NUS.FCRF | 8.0022 | 8.0182 | 7.9899 | 7.9893 | 7.9871 | 7.985 | 7.9951 | 8.026 | 8.0725 | 8.0705 | 7.9891 | 8.0055 | 8.0652
MAF | St. Martin (French part) | PA.NUS.FCRF
MAR | Morocco | PA.NUS.FCRF | 8.4172 | 8.0899 | 8.6284 | 8.4055 | 8.4063 | 9.7643 | 9.8075 | 9.692 | 9.3861 | 9.6171 | 9.4968 | 8.9885 | 10.1607
MCO | Monaco | PA.NUS.FCRF | 0.7543 | 0.7184 | 0.7783 | 0.7529 | 0.7527 | 0.9013 | 0.9034 | 0.8852 | 0.8468 | 0.8933 | 0.8755 | 0.84549 | 0.94962
MDA | Moldova | PA.NUS.FCRF | 12.3693 | 11.7386 | 12.1114 | 12.5868 | 14.0356 | 18.8185 | 19.9238 | 18.499 | 16.8021 | 17.5735 | 17.3218 | 17.6805 | 18.8972
MDG | Madagascar | PA.NUS.FCRF | 2089.95 | 2025.1175 | 2194.9667 | 2206.9142 | 2414.8117 | 2933.5083 | 3176.5392 | 3116.11 | 3334.7523 | 3618.3219 | 3787.7541 | 3829.9778 | 4096.1162
MDV | Maldives | PA.NUS.FCRF | 12.8 | 14.602 | 15.3648 | 15.3667 | 15.3804 | 15.3663 | 15.3684 | 15.387 | 15.3908 | 15.382 | 15.3813 | 15.3727 | 15.3866
MEA | Middle East & North Africa | PA.NUS.FCRF
MEX | Mexico | PA.NUS.FCRF | 12.636 | 12.4233 | 13.1695 | 12.772 | 13.2925 | 15.8483 | 18.6641 | 18.9265 | 19.2443 | 19.2636 | 21.4856 | 20.2724 | 20.1273
MHL | Marshall Islands | PA.NUS.FCRF | bar: 2010 to 2022
MIC | Middle income | PA.NUS.FCRF
MKD | North Macedonia | PA.NUS.FCRF | 46.4854 | 44.2308 | 47.8903 | 46.3953 | 46.4371 | 55.5371 | 55.7317 | 54.6655 | 52.1071 | 54.9472 | 54.1443 | 52.1022 | 58.5744
MLI | Mali | PA.NUS.FCRF | 494.7943 | 471.2486 | 510.5563 | 493.8996 | 493.7573 | 591.2117 | 592.6056 | 580.6567 | 555.4465 | 585.911 | 575.586 | 554.5307 | 623.7597
MLT | Malta | PA.NUS.FCRF | 0.75431 | 0.71841 | 0.77834 | 0.75295 | 0.75273 | 0.9013 | 0.90342 | 0.88521 | 0.84677 | 0.89328 | 0.87551 | 0.84549 | 0.94962
MMR | Myanmar | PA.NUS.FCRF | 5.6349 | 5.4441 | 640.6534 | 933.5705 | 984.3457 | 1162.6153 | 1234.8695 | 1360.3587 | 1429.808 | 1518.2551 | 1381.6192
MNA | Middle East & North Africa (excluding high income) | PA.NUS.FCRF
MNE | Montenegro | PA.NUS.FCRF | 0.75431 | 0.71841 | 0.77834 | 0.75295 | 0.75273 | 0.9013 | 0.90342 | 0.88521 | 0.84677 | 0.89322 | 0.87748 | 0.84538 | 0.95092
MNG | Mongolia | PA.NUS.FCRF | 1357.0642 | 1265.5158 | 1357.58 | 1523.9275 | 1817.9387 | 1970.3092 | 2140.2909 | 2439.7772 | 2472.4841 | 2663.5414 | 2813.2898 | 2849.2886
MNP | Northern Mariana Islands | PA.NUS.FCRF | bar: 2010 to 2022
MOZ | Mozambique | PA.NUS.FCRF | 33.9601 | 29.0676 | 28.373 | 30.1041 | 31.3527 | 39.9825 | 63.0562 | 63.5843 | 60.3262 | 62.5483 | 69.465 | 65.465 | 63.8508
MRT | Mauritania | PA.NUS.FCRF | 27.5894 | 28.1118 | 29.662 | 30.0682 | 30.2725 | 32.4672 | 35.2371 | 35.7944 | 35.6775 | 36.6908 | 37.1892 | 36.0633
MUS | Mauritius | PA.NUS.FCRF | 30.7844 | 28.706 | 30.05 | 30.7014 | 30.6216 | 35.0567 | 35.5419 | 34.4814 | 33.9344 | 35.4735 | 39.3469 | 41.6921 | 44.1828
MWI | Malawi | PA.NUS.FCRF | 150.4858 | 156.5158 | 249.1067 | 364.4058 | 424.8967 | 499.6058 | 718.005 | 730.2725 | 732.3333 | 745.5407 | 749.5275
MYS | Malaysia | PA.NUS.FCRF | 3.2211 | 3.06 | 3.0888 | 3.1509 | 3.2729 | 3.9055 | 4.1483 | 4.3004 | 4.0351 | 4.1425 | 4.2035 | 4.1433 | 4.4011
NAC | North America | PA.NUS.FCRF
NAM | Namibia | PA.NUS.FCRF | 7.3303 | 7.3 | 8.1938 | 9.7501 | 10.8429 | 12.8819 | 14.7088 | 13.3129 | 13.2339 | 14.4487 | 16.4633 | 14.7787 | 16.3559
NCL | New Caledonia | PA.NUS.FCRF | 90.013 | 85.7296 | 92.8804 | 89.8502 | 89.8243 | 107.5532 | 107.8068 | 105.6331 | 101.0468 | 106.5889 | 104.7106 | 100.8802 | 113.4744
NER | Niger | PA.NUS.FCRF | 494.7943 | 471.2486 | 510.5563 | 493.8996 | 493.7573 | 591.2117 | 592.6056 | 580.6567 | 555.4465 | 585.911 | 575.586 | 554.5307 | 623.7597
NGA | Nigeria | PA.NUS.FCRF | 150.2975 | 153.8625 | 157.5 | 157.3117 | 158.5526 | 192.4403 | 253.492 | 305.7901 | 306.0837 | 306.921 | 358.8108
NIC | Nicaragua | PA.NUS.FCRF | 21.3564 | 22.4243 | 23.5467 | 24.7228 | 25.9589 | 27.2568 | 28.621 | 30.0509 | 31.5532 | 33.1217 | 34.3421 | 35.171 | 35.8744
NLD | Netherlands | PA.NUS.FCRF | 0.75431 | 0.71841 | 0.77834 | 0.75295 | 0.75273 | 0.9013 | 0.90342 | 0.88521 | 0.84677 | 0.89328 | 0.87551 | 0.84549 | 0.94962
NOR | Norway | PA.NUS.FCRF | 6.0442 | 5.6046 | 5.8175 | 5.875 | 6.3017 | 8.0642 | 8.4 | 8.2717 | 8.1325 | 8.8 | 9.4158 | 8.59 | 9.6142
NPL | Nepal | PA.NUS.FCRF | 73.2624 | 74.02 | 85.2258 | 93.0844 | 97.5548 | 102.4051 | 107.3838 | 104.5119 | 108.9301 | 112.6095 | 118.3452 | 118.1341 | 125.1995
NRU | Nauru | PA.NUS.FCRF | 1.0902 | 0.96946 | 0.9658 | 1.0358 | 1.1094 | 1.3311 | 1.3452 | 1.3048 | 1.3384 | 1.4385 | 1.4531 | 1.3312 | 1.4417
NZL | New Zealand | PA.NUS.FCRF | 1.3878 | 1.2658 | 1.2343 | 1.2194 | 1.2054 | 1.434 | 1.4365 | 1.4074 | 1.4453 | 1.5179 | 1.5421 | 1.4138 | 1.5772
OED | OECD members | PA.NUS.FCRF
OMN | Oman | PA.NUS.FCRF | 0.3845 | 0.3845 | 0.3845 | 0.3845 | 0.3845 | 0.3845 | 0.3845 | 0.3845 | 0.3845 | 0.3845 | 0.3845 | 0.3845 | 0.3845
OSS | Other small states | PA.NUS.FCRF
PAK | Pakistan | PA.NUS.FCRF | 85.1938 | 86.3434 | 93.3952 | 101.6289 | 101.1001 | 102.7693 | 104.7691 | 105.4552 | 121.8241 | 150.0363 | 161.8385 | 162.9063 | 204.8672
PAN | Panama | PA.NUS.FCRF | bar: 2010 to 2022
PER | Peru | PA.NUS.FCRF | 2.8251 | 2.7541 | 2.6376 | 2.7019 | 2.839 | 3.1844 | 3.3751 | 3.2605 | 3.2866 | 3.3373 | 3.4949 | 3.8806 | 3.8352
PHL | Philippines | PA.NUS.FCRF | 45.1097 | 43.3131 | 42.2288 | 42.4462 | 44.3952 | 45.5028 | 47.4925 | 50.4037 | 52.6614 | 51.7958 | 49.6241 | 49.2546 | 54.4778
PLW | Palau | PA.NUS.FCRF | bar: 2010 to 2022
PNG | Papua New Guinea | PA.NUS.FCRF | 2.7193 | 2.371 | 2.0836 | 2.2445 | 2.4614 | 2.7684 | 3.133 | 3.1888 | 3.2935 | 3.3875 | 3.46 | 3.5088
POL | Poland | PA.NUS.FCRF | 3.0153 | 2.9628 | 3.2565 | 3.1606 | 3.1545 | 3.7695 | 3.9428 | 3.7793 | 3.6117 | 3.8394 | 3.8997 | 3.8619 | 4.4578
PRE | Pre-demographic dividend | PA.NUS.FCRF
PRI | Puerto Rico | PA.NUS.FCRF | bar: 2010 to 2022
PRK | Korea, Dem. People's Rep. | PA.NUS.FCRF
PRT | Portugal | PA.NUS.FCRF | 0.75431 | 0.71841 | 0.77834 | 0.75295 | 0.75273 | 0.9013 | 0.90342 | 0.88521 | 0.84677 | 0.89328 | 0.87551 | 0.84549 | 0.94962
PRY | Paraguay | PA.NUS.FCRF | 4758.4301 | 4193.8023 | 4421.6593 | 4303.8826 | 4462.1853 | 5204.9208 | 5670.5409 | 5618.9335 | 5732.1046 | 6240.7221 | 6771.0974 | 6774.1627 | 6982.7524
PSE | West Bank and Gaza | PA.NUS.FCRF
PSS | Pacific island small states | PA.NUS.FCRF
PST | Post-demographic dividend | PA.NUS.FCRF
PYF | French Polynesia | PA.NUS.FCRF | 90.013 | 85.7296 | 92.8804 | 89.8502 | 89.8243 | 107.5532 | 107.8068 | 105.6331 | 101.0468 | 106.5889 | 104.7106 | 100.8802 | 113.4744
QAT | Qatar | PA.NUS.FCRF | 3.64 | 3.64 | 3.64 | 3.64 | 3.64 | 3.64 | 3.64 | 3.64 | 3.64 | 3.64 | 3.64 | 3.64 | 3.64
ROU | Romania | PA.NUS.FCRF | 3.1779 | 3.0486 | 3.4682 | 3.3279 | 3.3492 | 4.0057 | 4.0592 | 4.0525 | 3.9416 | 4.2379 | 4.244 | 4.1604 | 4.6885
RUS | Russian Federation | PA.NUS.FCRF | 30.3679 | 29.3823 | 30.8398 | 31.8371 | 38.3782 | 60.9377 | 67.0559 | 58.3428 | 62.6681 | 64.7377 | 72.1049 | 73.6543 | 68.4849
RWA | Rwanda | PA.NUS.FCRF | 583.1309 | 600.3065 | 614.2951 | 646.636 | 682.4378 | 719.8596 | 787.2515 | 831.5543 | 861.0934 | 899.3505 | 943.278 | 988.6248 | 1030.3083
SAS | South Asia | PA.NUS.FCRF
SAU | Saudi Arabia | PA.NUS.FCRF | 3.75 | 3.75 | 3.75 | 3.75 | 3.75 | 3.75 | 3.75 | 3.75 | 3.75 | 3.75 | 3.75 | 3.75 | 3.75
SDN | Sudan | PA.NUS.FCRF | 2.306 | 2.6666 | 3.573 | 4.7568 | 5.7369 | 6.0257 | 6.2117 | 6.6834 | 24.3289 | 45.767 | 53.996 | 370.7906 | 546.7589
SEN | Senegal | PA.NUS.FCRF | 494.7943 | 471.2486 | 510.5563 | 493.8996 | 493.7573 | 591.2117 | 592.6056 | 580.6567 | 555.4465 | 585.911 | 575.586 | 554.5307 | 623.7597
SGP | Singapore | PA.NUS.FCRF | 1.3635 | 1.2578 | 1.2497 | 1.2513 | 1.2671 | 1.3748 | 1.3815 | 1.3809 | 1.3488 | 1.3642 | 1.3797 | 1.3435 | 1.3787
SLB | Solomon Islands | PA.NUS.FCRF | 8.0645 | 7.6413 | 7.3552 | 7.3021 | 7.3753 | 7.9147 | 7.9482 | 7.8874 | 7.9525 | 8.1734 | 8.2134 | 8.0301
SLE | Sierra Leone | PA.NUS.FCRF | 3.9781 | 4.3492 | 4.344 | 4.3325 | 4.5242 | 5.0807 | 6.2903 | 7.3844 | 7.9316 | 9.0102 | 9.8299 | 10.4394 | 14.0476
SLV | El Salvador | PA.NUS.FCRF | bar: 2010 to 2022
SMR | San Marino | PA.NUS.FCRF | 0.75431 | 0.71841 | 0.77834 | 0.75295 | 0.75273 | 0.9013 | 0.90342 | 0.88521 | 0.84677 | 0.89322 | 0.87748 | 0.84538 | 0.95092
SOM | Somalia | PA.NUS.FCRF | 31269.6626 | 29966.8354 | 22516.0003 | 19283.8 | 20230.9291 | 22254.2357 | 23061.7843 | 23097.9873
SRB | Serbia | PA.NUS.FCRF | 77.7228 | 73.3554 | 87.9588 | 85.1588 | 88.4053 | 108.8114 | 111.2779 | 107.7588 | 100.1751 | 105.2496 | 103.1633 | 99.3959 | 111.6622
SSA | Sub-Saharan Africa (excluding high income) | PA.NUS.FCRF
SSD | South Sudan | PA.NUS.FCRF |  | 2.9889 | 2.95 | 2.95 | 2.95 | 3.6042 | 46.7292 | 113.6475 | 141.3858 | 157.9992 | 165.9073 | 306.3546
SSF | Sub-Saharan Africa | PA.NUS.FCRF
SST | Small states | PA.NUS.FCRF
STP | Sao Tome and Principe | PA.NUS.FCRF | 18.4986 | 17.6229 | 19.0684 | 18.45 | 18.4664 | 22.0906 | 22.1489 | 21.7411 | 20.7509 | 21.8847 | 21.5071 | 20.7104
SUR | Suriname | PA.NUS.FCRF | 2.7454 | 3.268 | 3.3 | 3.3 | 3.3 | 3.4167 | 6.2286 | 7.4877 | 7.4625 | 7.458 | 9.3095 | 18.2387 | 24.7092
SVK | Slovak Republic | PA.NUS.FCRF | 0.75431 | 0.71841 | 0.77834 | 0.75295 | 0.75273 | 0.9013 | 0.90342 | 0.88521 | 0.84677 | 0.89328 | 0.87551 | 0.84549 | 0.94962
SVN | Slovenia | PA.NUS.FCRF | 0.75431 | 0.71841 | 0.77834 | 0.75295 | 0.75273 | 0.9013 | 0.90342 | 0.88521 | 0.84677 | 0.89328 | 0.87551 | 0.84549 | 0.94962
SWE | Sweden | PA.NUS.FCRF | 7.2075 | 6.4935 | 6.775 | 6.514 | 6.8608 | 8.4348 | 8.562 | 8.5489 | 8.6925 | 9.4583 | 9.2103 | 8.5766 | 10.1143
SWZ | Eswatini | PA.NUS.FCRF | 7.3212 | 7.2611 | 8.21 | 9.6551 | 10.8527 | 12.7589 | 14.7096 | 13.3238 | 13.2339 | 14.4518 | 16.4703 | 14.7834 | 16.3623
SXM | Sint Maarten (Dutch part) | PA.NUS.FCRF |  | 1.79 | 1.79 | 1.79 | 1.79 | 1.79 | 1.79 | 1.79 | 1.79 | 1.79 | 1.79 | 1.79 | 1.79
SYC | Seychelles | PA.NUS.FCRF | 12.0678 | 12.381 | 13.704 | 12.0583 | 12.747 | 13.3139 | 13.3191 | 13.6478 | 13.9111 | 14.0333 | 17.6165 | 16.9205 | 14.2728
SYR | Syrian Arab Republic | PA.NUS.FCRF | 11.225 | 48.3367 | 64.5808 | 108.7333 | 154.13 | 237.0292 | 460.2758 | 492.6108
TCA | Turks and Caicos Islands | PA.NUS.FCRF | bar: 2010 to 2022
TCD | Chad | PA.NUS.FCRF | 494.7943 | 471.2486 | 510.5563 | 493.8996 | 493.7573 | 591.2117 | 592.6056 | 580.6567 | 555.4465 | 585.911 | 575.586 | 554.5307 | 623.7597
TEA | East Asia & Pacific (IDA & IBRD countries) | PA.NUS.FCRF
TEC | Europe & Central Asia (IDA & IBRD countries) | PA.NUS.FCRF
TGO | Togo | PA.NUS.FCRF | 494.7943 | 471.2486 | 510.5563 | 493.8996 | 493.7573 | 591.2117 | 592.6056 | 580.6567 | 555.4465 | 585.911 | 575.586 | 554.5307 | 623.7597
THA | Thailand | PA.NUS.FCRF | 31.6857 | 30.4917 | 31.0831 | 30.726 | 32.4798 | 34.2477 | 35.2964 | 33.9398 | 32.3102 | 31.0476 | 31.2937 | 31.9771 | 35.0614
TJK | Tajikistan | PA.NUS.FCRF | 4.379 | 4.6102 | 4.7377 | 4.7642 | 4.9376 | 6.1631 | 7.8357 | 8.5497 | 9.1512 | 9.5304 | 10.3219 | 11.3088 | 11.0311
TKM | Turkmenistan | PA.NUS.FCRF
TLA | Latin America & the Caribbean (IDA & IBRD countries) | PA.NUS.FCRF
TLS | Timor-Leste | PA.NUS.FCRF | bar: 2010 to 2022
TMN | Middle East & North Africa (IDA & IBRD countries) | PA.NUS.FCRF
TON | Tonga | PA.NUS.FCRF | 1.906 | 1.729 | 1.7195 | 1.7737 | 1.8468 | 2.1058 | 2.2157 | 2.206 | 2.2366 | 2.2895 | 2.2996 | 2.265 | 2.3279
TSA | South Asia (IDA & IBRD) | PA.NUS.FCRF
TSS | Sub-Saharan Africa (IDA & IBRD countries) | PA.NUS.FCRF
TTO | Trinidad and Tobago | PA.NUS.FCRF | 6.3755 | 6.4093 | 6.4296 | 6.4426 | 6.4091 | 6.3774 | 6.669 | 6.7795 | 6.7708 | 6.7543 | 6.7511 | 6.7585 | 6.7541
TUN | Tunisia | PA.NUS.FCRF | 1.4314 | 1.4078 | 1.5619 | 1.6247 | 1.6977 | 1.9616 | 2.148 | 2.4194 | 2.6469 | 2.9344 | 2.8124 | 2.7945 | 3.1036
TUR | Turkiye | PA.NUS.FCRF | 1.5028 | 1.675 | 1.796 | 1.9038 | 2.1885 | 2.72 | 3.0201 | 3.6481 | 4.8284 | 5.6738 | 7.0086 | 8.8504
TUV | Tuvalu | PA.NUS.FCRF | 1.0902 | 0.9695 | 0.9658 | 1.0358 | 1.1094 | 1.3311 | 1.3452 | 1.3048 | 1.3384 | 1.4385 | 1.4531 | 1.3312 | 1.4417
TZA | Tanzania | PA.NUS.FCRF | 1395.625 | 1557.4333 | 1571.6983 | 1597.5558 | 1653.2308 | 1991.3908 | 2177.0867 | 2228.8567 | 2263.7817 | 2288.2067 | 2294.1462 | 2297.7642
UGA | Uganda | PA.NUS.FCRF | 2177.5575 | 2522.802 | 2504.5631 | 2586.8896 | 2599.7882 | 3240.6454 | 3420.098 | 3611.2245 | 3727.069 | 3704.0491 | 3718.2489 | 3587.0517 | 3689.8174
UKR | Ukraine | PA.NUS.FCRF | 7.9356 | 7.9676 | 7.991 | 7.993 | 11.8867 | 21.8447 | 25.5513 | 26.5966 | 27.2005 | 25.8456 | 26.9575 | 27.2862 | 32.3423
UMC | Upper middle income | PA.NUS.FCRF
URY | Uruguay | PA.NUS.FCRF | 20.0593 | 19.3142 | 20.3106 | 20.4816 | 23.246 | 27.3274 | 30.1626 | 28.6764 | 30.7253 | 35.2554 | 42.0133 | 43.5546 | 41.1711
USA | United States | PA.NUS.FCRF | bar: 2010 to 2022
UZB | Uzbekistan | PA.NUS.FCRF |  |  |  | 2094.9885 | 2310.9482 | 2567.9872 | 2965.2535 | 5113.8789 | 8069.6062 | 8836.7875 | 10054.2613 | 10609.4644 | 11050.1454
VCT | St. Vincent and the Grenadines | PA.NUS.FCRF | 2.7 | 2.7 | 2.7 | 2.7 | 2.7 | 2.7 | 2.7 | 2.7 | 2.7 | 2.7 | 2.7 | 2.7 | 2.7
VEN | Venezuela, RB | PA.NUS.FCRF | 2.5821 | 4.2893 | 4.2893 | 6.048 | 6.2842 | 6.2842 | 9.2573 | 9.975
VGB | British Virgin Islands | PA.NUS.FCRF
VIR | Virgin Islands (U.S.) | PA.NUS.FCRF | bar: 2010 to 2022
VNM | Vietnam | PA.NUS.FCRF | 18612.9167 | 20509.75 | 20828 | 20933.4167 | 21148 | 21697.5675 | 21935.0008 | 22370.0867 | 22602.05 | 23050.2417 | 23208.3683 | 23159.7826 | 23271.2125
VUT | Vanuatu | PA.NUS.FCRF | 96.9058 | 89.4692 | 92.6375 | 94.5425 | 97.0717 | 108.9892 | 108.475 | 107.8208 | 110.165 | 114.7325 | 115.38 | 109.4525
WLD | World | PA.NUS.FCRF
WSM | Samoa | PA.NUS.FCRF | 2.4847 | 2.3175 | 2.2923 | 2.3109 | 2.3318 | 2.5609 | 2.5649 | 2.5544 | 2.5873 | 2.6488 | 2.665 | 2.5561 | 2.689
XKX | Kosovo | PA.NUS.FCRF | 0.75431 | 0.71841 | 0.77834 | 0.75295 | 0.75273 | 0.9013 | 0.90342 | 0.88521 | 0.84677 | 0.89322 | 0.87748 | 0.84538 | 0.95092
YEM | Yemen, Rep. | PA.NUS.FCRF | 219.59 | 213.8 | 214.3492 | 214.89 | 214.89 | 230.8333 | 283.8958 | 282.195 | 214.89 | 486.7309 | 743.006 | 1035.4672 | 1110.2028
ZAF | South Africa | PA.NUS.FCRF | 7.3212 | 7.2611 | 8.21 | 9.6551 | 10.8527 | 12.7589 | 14.7096 | 13.3238 | 13.2339 | 14.4484 | 16.4591 | 14.7787 | 16.3559
ZMB | Zambia | PA.NUS.FCRF | 4.7975 | 4.8617 | 5.1475 | 5.3965 | 6.1542 | 8.6317 | 10.3075 | 9.5175 | 10.4583 | 12.89 | 18.3441 | 20.0185 | 16.9376
ZWE | Zimbabwe | PA.NUS.FCRF | 2020: 51.329; 2021: 88.5524; 2022: 374.9544

## EligibleCountries
iso3 | iso2 | name | center_lat | center_lon | map_zoom | TB_positivity_rate
AFG | AF | Afghanistan | 33.9391 | 67.71 | 5 | 0.3395
AGO | AO | Angola | -11.2027 | 17.8739 | 5 | 0.43398
ARM | AM | Armenia | 40.0691 | 45.0382 | 5 | 0.21484
AZE | AZ | Azerbaijan | 40.1431 | 47.5769 | 5 | 0.03894
BDI | BI | Burundi | -3.3731 | 29.9189 | 5 | 0.35011
BEN | BJ | Benin | 9.3077 | 2.3158 | 5 | 0.85334
BFA | BF | Burkina Faso | 12.2383 | -1.5616 | 5 | 0.1696
BGD | BD | Bangladesh | 23.685 | 90.3563 | 5 | 0.1156
BLR | BY | Belarus | 53.7098 | 27.9534 | 5 | 0.091594
BLZ | BZ | Belize | 17.1899 | -88.4976 | 5 | 0.13074
BOL | BO | Bolivia | -16.2902 | -63.5887 | 5 | 0.31603
BTN | BT | Bhutan | 27.5142 | 90.4336 | 5 | 0.16659
BWA | BW | Botswana | -22.3285 | 24.6849 | 5
CAF | CF | Central African Republic | 6.6111 | 20.9394 | 5 | 0.26336
CIV | CI | Cote d'Ivoire | 7.54 | -5.5471 | 6 | 0.17921
CMR | CM | Cameroon | 7.3697 | 12.3547 | 5 | 0.14031
COD | CD | Congo, Dem. Rep. | -4.0383 | 21.7587 | 5 | 0.093231
COG | CG | Congo, Rep. | -0.22802 | 15.8277 | 5 | 0.02744
COL | CO | Colombia | 4.5709 | -74.2973 | 5 | 0.13985
COM | KM | Comoros | -11.875 | 43.8722 | 5
CPV | CV | Cabo Verde | 16.0021 | -24.0132 | 5 | 0.11032
CRI | CR | Costa Rica | 9.7489 | -83.7534 | 5 | 0.017317
CUB | CU | Cuba | 21.5218 | -77.7812 | 5 | 0.064777
DJI | DJ | Djibouti | 11.8251 | 42.5903 | 5
DMA | DM | Dominica | 15.415 | -61.371 | 5
DOM | DO | Dominican Republic | 18.7357 | -70.1627 | 5 | 0.071972
DZA | DZ | Algeria | 28.0339 | 1.6596 | 5
ECU | EC | Ecuador | -1.8312 | -78.1834 | 5 | 0.22655
EGY | EG | Egypt, Arab Rep. | 26.8206 | 30.8025 | 5 | 0.37877
ERI | ER | Eritrea | 15.1794 | 39.7823 | 5 | 0.046993
ETH | ET | Ethiopia | 9.145 | 40.4897 | 5 | 0.12059
FJI | FJ | Fiji | -16.5782 | 179.4144 | 5 | 0.3156
FSM | FM | Micronesia, Fed. Sts. | 7.4256 | 150.5508 | 5 | 0.025303
GAB | GA | Gabon | -0.80369 | 11.6094 | 5 | 0.19088
GEO | GE | Georgia | 42.3154 | 43.3569 | 5 | 0.090802
GHA | GH | Ghana | 7.9465 | -1.0232 | 5 | 0.057652
GIN | GN | Guinea | 9.9456 | -9.6966 | 5 | 0.25609
GMB | GM | Gambia, The | 13.4432 | -15.3101 | 7 | 0.18213
GNB | GW | Guinea-Bissau | 11.8037 | -15.1804 | 7 | 0.28308
GNQ | GQ | Equatorial Guinea | 1.6508 | 10.2679 | 5 | 0.06
GRD | GD | Grenada | 12.2628 | -61.6042 | 5
GTM | GT | Guatemala | 15.7835 | -90.2308 | 5 | 0.22127
GUY | GY | Guyana | 4.8604 | -58.9302 | 5 | 0.16917
HND | HN | Honduras | 15.2 | -86.2419 | 5 | 0.19086
HTI | HT | Haiti | 18.9712 | -72.2852 | 5 | 0.19488
IDN | ID | Indonesia | -0.78927 | 113.9213 | 5 | 0.20709
IND | IN | India | 20.5937 | 78.9629 | 5 | 0.24057
IND_Bihar | IND_Bihar | India, Bihar | 25.6127 | 85.1589 | 6 | 0.24057
IND_Karnataka | IND_Karnataka | India, Karnataka | 15.3173 | 75.7139 | 6 | 0.24057
IRN | IR | Iran, Islamic Rep. | 32.4279 | 53.688 | 5
IRQ | IQ | Iraq | 33.2232 | 43.6793 | 5 | 0.25515
JAM | JM | Jamaica | 18.1096 | -77.2975 | 5
KAZ | KZ | Kazakhstan | 48.0196 | 66.9237 | 5 | 0.08324
KEN | KE | Kenya | -0.023559 | 37.9062 | 5 | 0.10074
KGZ | KG | Kyrgyz Republic | 41.2044 | 74.7661 | 5 | 0.21992
KHM | KH | Cambodia | 12.5657 | 104.991 | 5
KIR | KI | Kiribati | -3.3704 | -168.734 | 5 | 0.091324
LAO | LA | Lao PDR | 19.8563 | 102.4955 | 5 | 0.13118
LBN | LB | Lebanon | 33.8547 | 35.8623 | 5 | 0.26188
LBR | LR | Liberia | 6.4281 | -9.4295 | 5 | 0.23469
LKA | LK | Sri Lanka | 7.8731 | 80.7718 | 5 | 0.11337
LSO | LS | Lesotho | -29.61 | 28.2336 | 5 | 0.081252
MAR | MA | Morocco | 31.7917 | -7.0926 | 5 | 0.17953
MDA | MD | Moldova | 47.4116 | 28.3699 | 5 | 0.084924
MDG | MG | Madagascar | -18.7669 | 46.8691 | 5 | 0.35095
MHL | MH | Marshall Islands | 7.1315 | 171.1845 | 5 | 0.32323
MKD | MK | North Macedonia | 41.6086 | 21.7453 | 5 | 0.17949
MLI | ML | Mali | 17.5707 | -3.9962 | 5 | 0.20976
MMR | MM | Myanmar | 21.914 | 95.9562 | 5 | 0.55543
MNE | ME | Montenegro | 42.7087 | 19.3744 | 5 | 0.14
MNG | MN | Mongolia | 46.8625 | 103.8467 | 5 | 0.17269
MOZ | MZ | Mozambique | -18.6657 | 35.5296 | 5 | 0.090069
MRT | MR | Mauritania | 21.0079 | -10.9408 | 5 | 0.10317
MUS | MU | Mauritius | -20.3484 | 57.5522 | 5
MWI | MW | Malawi | -13.2543 | 34.3015 | 5 | 0.08581
MYS | MY | Malaysia | 4.2105 | 101.9758 | 5 | 0.273
NAM | NA | Namibia | -22.9576 | 18.4904 | 5 | 0.11731
NER | NE | Niger | 17.6078 | 8.0817 | 5 | 0.52662
NGA | NG | Nigeria | 9.082 | 8.6753 | 5 | 0.081738
NIC | NI | Nicaragua | 12.8654 | -85.2072 | 5 | 0.11879
NPL | NP | Nepal | 28.3949 | 84.124 | 5 | 0.18599
PAK | PK | Pakistan | 30.3753 | 69.3451 | 5 | 0.28942
PER | PE | Peru | -9.19 | -75.0152 | 5 | 0.231
PHL | PH | Philippines | 12.8797 | 121.774 | 5 | 0.26229
PNG | PG | Papua New Guinea | -6.315 | 143.9555 | 5 | 0.10403
PRK | KP | Korea, Dem. People's Rep. | 40.3399 | 127.5101 | 5 | 0.82128
PRY | PY | Paraguay | -23.4425 | -58.4438 | 5 | 0.11417
ROU | RO | Romania | 45.9432 | 24.9668 | 5
RUS | RU | Russian Federation | 61.524 | 105.3188 | 5 | 0.1683
RWA | RW | Rwanda | -1.9403 | 29.8739 | 5 | 0.058705
SDN | SD | Sudan | 12.8628 | 30.2176 | 5 | 0.28303
SEN | SN | Senegal | 14.4974 | -14.4524 | 5 | 0.29092
SLB | SB | Solomon Islands | -9.6457 | 160.1562 | 5 | 0.21429
SLE | SL | Sierra Leone | 8.4606 | -11.7799 | 5 | 0.26762
SLV | SV | El Salvador | 13.7942 | -88.8965 | 5 | 0.047391
SOM | SO | Somalia | 5.1521 | 46.1996 | 5 | 0.1152
SRB | RS | Serbia | 44.0165 | 21.0059 | 5
SSD | SS | South Sudan | 7.3291 | 30.0245 | 5
STP | ST | Sao Tome and Principe | 0.18636 | 6.6131 | 5 | 0.058087
SUR | SR | Suriname | 3.9193 | -56.0278 | 5
SWZ | SZ | Eswatini | -26.5225 | 31.4659 | 5 | 0.070349
SYR | SY | Syrian Arab Republic | 34.8021 | 38.9968 | 5 | 0.44357
TCD | TD | Chad | 15.4542 | 18.7322 | 5 | 0.25044
TGO | TG | Togo | 8.6195 | 0.82478 | 5 | 0.10824
THA | TH | Thailand | 15.87 | 100.9925 | 5 | 0.16487
TJK | TJ | Tajikistan | 38.861 | 71.2761 | 5 | 0.087902
TKM | TM | Turkmenistan | 38.9697 | 59.5563 | 5
TLS | TL | Timor-Leste | -8.8742 | 125.7275 | 5
TON | TO | Tonga | -21.179 | -175.1982 | 5
TUN | TN | Tunisia | 33.8869 | 9.5375 | 5
TUV | TV | Tuvalu | -7.1095 | 177.6493 | 5
TZA | TZ | Tanzania | -6.369 | 34.8888 | 5 | 0.090317
UGA | UG | Uganda | 1.3733 | 32.2903 | 5 | 0.066912
UKR | UA | Ukraine | 48.3794 | 31.1656 | 5 | 0.15433
UZB | UZ | Uzbekistan | 41.3775 | 64.5853 | 5 | 0.24186
VCT | VC | St. Vincent and the Grenadines | 12.9843 | -61.2872 | 5 | 0.12195
VEN | VE | Venezuela, RB | 6.4238 | -66.5897 | 5 | 0.5
VNM | VN | Vietnam | 14.0583 | 108.2772 | 5 | 0.30931
VUT | VU | Vanuatu | -15.3767 | 166.9592 | 5 | 0.51613
YEM | YE | Yemen, Rep. | 15.5527 | 48.5164 | 5 | 0.44391
ZAF | ZA | South Africa | -30.5595 | 22.9375 | 5 | 0.080829
ZMB | ZM | Zambia | -13.1339 | 27.8493 | 5 | 0.053661
ZWE | ZW | Zimbabwe | -19.0154 | 29.1549 | 5 | 0.10393

## MachinesByRegion_Baseline
iso3 | admin_name | Machine | ColType | Val | Notes
VNM | Ha Noi | Cepheid GX I | NumMachinesTotal | 2
VNM | Ha Noi | Cepheid GX I | TestsPerMachinePerYear_TB | 126
VNM | Ha Noi | Cepheid GX II, 1 module, 6C | NumMachinesTotal | 1
VNM | Ha Noi | Cepheid GX II, 1 module, 6C | TestsPerMachinePerYear_TB | 2300
VNM | Nghe An | Cepheid GX IV, 2 modules, 6C | NumMachinesTotal | 6
VNM | Nghe An | Cepheid GX IV, 2 modules, 6C | TestsPerMachinePerYear_TB | 1053.8333
VNM | Tien Giang | Cepheid GX IV, 2 modules, 6C | NumMachinesTotal | 5
VNM | Tien Giang | Cepheid GX IV, 2 modules, 6C | TestsPerMachinePerYear_TB | 912
VNM | Thai Binh | Cepheid GX IV, 2 modules, 6C | NumMachinesTotal | 4
VNM | Thai Binh | Cepheid GX IV, 2 modules, 6C | TestsPerMachinePerYear_TB | 905.75
VNM | Tay Ninh | Cepheid GX IV, 2 modules, 6C | NumMachinesTotal | 6
VNM | Tay Ninh | Cepheid GX IV, 2 modules, 6C | TestsPerMachinePerYear_TB | 944
VNM | Ho Chi Minh city | Cepheid GX IV, 2 modules, 6C | NumMachinesTotal | 32
VNM | Ho Chi Minh city | Cepheid GX IV, 2 modules, 6C | TestsPerMachinePerYear_TB | 1107.4062
VNM | Ha Noi | Cepheid GX IV, 2 modules, 6C | NumMachinesTotal | 5
VNM | Ha Noi | Cepheid GX IV, 2 modules, 6C | TestsPerMachinePerYear_TB | 1223.2
VNM | Can Tho city | Cepheid GX IV, 2 modules, 6C | NumMachinesTotal | 5
VNM | Can Tho city | Cepheid GX IV, 2 modules, 6C | TestsPerMachinePerYear_TB | 742
VNM | Dong Nai | Cepheid GX IV, 2 modules, 6C | NumMachinesTotal | 5
VNM | Dong Nai | Cepheid GX IV, 2 modules, 6C | TestsPerMachinePerYear_TB | 1205.4
VNM | An Giang | Cepheid GX IV, 2 modules, 6C | NumMachinesTotal | 8
VNM | An Giang | Cepheid GX IV, 2 modules, 6C | TestsPerMachinePerYear_TB | 887.625
CIV | Abidjan 1 and 2 | Abbott m2000 Realtime System 96 | NumMachinesTotal | 1
CIV | Abidjan 1 and 2 | Abbott mPIMA | NumMachinesTotal | 14
CIV | Abidjan 1 and 2 | Biocentric Fluorocycler System | NumMachinesTotal | 3
CIV | Abidjan 1 and 2 | Cepheid GX IV, 4 modules, 6C | NumMachinesTotal | 10
CIV | Abidjan 1 and 2 | Cepheid GX XVI, 16 modules, 6C | NumMachinesTotal | 6
CIV | Abidjan 1 and 2 | Roche CAP/CTM 48 System | NumMachinesTotal | 7
CIV | Abidjan 1 and 2 | Roche CAP/CTM 96 System | NumMachinesTotal | 2
CIV | Abidjan 1 and 2 | Roche COBAS 4800 System | NumMachinesTotal | 2
CIV | Abidjan 1 and 2 | Roche COBAS 6800 System | NumMachinesTotal | 1
CIV | Agneby-Tiassa | Cepheid GX IV, 4 modules, 6C | NumMachinesTotal | 1
CIV | Bagoue | Cepheid GX IV, 4 modules, 6C | NumMachinesTotal | 1
CIV | Belier (Incl. Yamoussoukro) | Abbott mPIMA | NumMachinesTotal | 1
CIV | Belier (Incl. Yamoussoukro) | Cepheid GX IV, 4 modules, 6C | NumMachinesTotal | 1
CIV | Belier (Incl. Yamoussoukro) | Roche CAP/CTM 96 System | NumMachinesTotal | 1
CIV | Cavally | Cepheid GX IV, 4 modules, 6C | NumMachinesTotal | 1
CIV | Gbeke | Cepheid GX XVI, 16 modules, 6C | NumMachinesTotal | 1
CIV | Gbeke | Roche CAP/CTM 48 System | NumMachinesTotal | 1
CIV | Gbeke | Roche COBAS 4800 System | NumMachinesTotal | 1
CIV | Goh | Cepheid GX IV, 4 modules, 6C | NumMachinesTotal | 1
CIV | Goh | Roche CAP/CTM 48 System | NumMachinesTotal | 1
CIV | Goh | Roche CAP/CTM 96 System | NumMachinesTotal | 1
CIV | Gontougo | Abbott mPIMA | NumMachinesTotal | 1
CIV | Gontougo | Cepheid GX IV, 4 modules, 6C | NumMachinesTotal | 1
CIV | Guemon | Abbott mPIMA | NumMachinesTotal | 1
CIV | Hambol | Cepheid GX IV, 4 modules, 6C | NumMachinesTotal | 1
CIV | Haut-Sassandra | Abbott mPIMA | NumMachinesTotal | 1
CIV | Haut-Sassandra | Biocentric Fluorocycler System | NumMachinesTotal | 1
CIV | Haut-Sassandra | Cepheid GX IV, 4 modules, 6C | NumMachinesTotal | 1
CIV | Iffou | Abbott mPIMA | NumMachinesTotal | 1
CIV | Iffou | Cepheid GX IV, 4 modules, 6C | NumMachinesTotal | 1
CIV | Indenie-Djuablin | Abbott mPIMA | NumMachinesTotal | 1
CIV | Indenie-Djuablin | Cepheid GX IV, 4 modules, 6C | NumMachinesTotal | 1
CIV | Indenie-Djuablin | Roche CAP/CTM 48 System | NumMachinesTotal | 1
CIV | Indenie-Djuablin | Roche COBAS 4800 System | NumMachinesTotal | 1
CIV | Kabadougou | Cepheid GX IV, 4 modules, 6C | NumMachinesTotal | 1
CIV | Loh-Djiboua | Abbott mPIMA | NumMachinesTotal | 1
CIV | Loh-Djiboua | Cepheid GX IV, 4 modules, 6C | NumMachinesTotal | 1
CIV | Marahoue | Cepheid GX IV, 4 modules, 6C | NumMachinesTotal | 1
CIV | Moronou | Abbott mPIMA | NumMachinesTotal | 1
CIV | Nawa | Abbott mPIMA | NumMachinesTotal | 1
CIV | Nawa | Cepheid GX IV, 4 modules, 6C | NumMachinesTotal | 1
CIV | Nawa | Roche CAP/CTM 48 System | NumMachinesTotal | 1
CIV | N'Zi | Cepheid GX IV, 4 modules, 6C | NumMachinesTotal | 1
CIV | Poro | Cepheid GX IV, 4 modules, 6C | NumMachinesTotal | 1
CIV | Poro | Roche CAP/CTM 48 System | NumMachinesTotal | 1
CIV | Poro | Roche COBAS 4800 System | NumMachinesTotal | 1
CIV | Me | Cepheid GX IV, 4 modules, 6C | NumMachinesTotal | 1
CIV | San Pedro | Abbott mPIMA | NumMachinesTotal | 1
CIV | San Pedro | Cepheid GX IV, 4 modules, 6C | NumMachinesTotal | 1
CIV | San Pedro | Roche CAP/CTM 48 System | NumMachinesTotal | 1
CIV | San Pedro | Roche COBAS 4800 System | NumMachinesTotal | 1
CIV | Sud-Comoe | Abbott mPIMA | NumMachinesTotal | 2
CIV | Sud-Comoe | Cepheid GX IV, 4 modules, 6C | NumMachinesTotal | 1
CIV | Sud-Comoe | Cepheid GX XVI, 16 modules, 6C | NumMachinesTotal | 2
CIV | Tchologo | Abbott mPIMA | NumMachinesTotal | 1
CIV | Tonkpi | Cepheid GX XVI, 16 modules, 6C | NumMachinesTotal | 1
CIV | Tonkpi | Roche CAP/CTM 48 System | NumMachinesTotal | 1
CIV | Tonkpi | Roche COBAS 4800 System | NumMachinesTotal | 1
CIV | Worodougou | Cepheid GX IV, 4 modules, 6C | NumMachinesTotal | 1
CIV | Abidjan 1 and 2 | Abbott m2000 Realtime System 96 | NumMachinesRented | 1
CIV | Abidjan 1 and 2 | Abbott mPIMA | NumMachinesRented | 14
CIV | Abidjan 1 and 2 | Biocentric Fluorocycler System | NumMachinesRented | 3
CIV | Abidjan 1 and 2 | Roche CAP/CTM 48 System | NumMachinesRented | 7
CIV | Abidjan 1 and 2 | Roche CAP/CTM 96 System | NumMachinesRented | 2
CIV | Abidjan 1 and 2 | Roche COBAS 4800 System | NumMachinesRented | 2
CIV | Abidjan 1 and 2 | Roche COBAS 6800 System | NumMachinesRented | 1
CIV | Belier (Incl. Yamoussoukro) | Abbott mPIMA | NumMachinesRented | 1
CIV | Belier (Incl. Yamoussoukro) | Roche CAP/CTM 96 System | NumMachinesRented | 1
CIV | Gbeke | Roche CAP/CTM 48 System | NumMachinesRented | 1
CIV | Gbeke | Roche COBAS 4800 System | NumMachinesRented | 1
CIV | Goh | Roche CAP/CTM 48 System | NumMachinesRented | 1
CIV | Goh | Roche CAP/CTM 96 System | NumMachinesRented | 1
CIV | Gontougo | Abbott mPIMA | NumMachinesRented | 1
CIV | Guemon | Abbott mPIMA | NumMachinesRented | 1
CIV | Haut-Sassandra | Abbott mPIMA | NumMachinesRented | 1
CIV | Haut-Sassandra | Biocentric Fluorocycler System | NumMachinesRented | 1
CIV | Iffou | Abbott mPIMA | NumMachinesRented | 1
CIV | Indenie-Djuablin | Abbott mPIMA | NumMachinesRented | 1
CIV | Indenie-Djuablin | Roche CAP/CTM 48 System | NumMachinesRented | 1
CIV | Indenie-Djuablin | Roche COBAS 4800 System | NumMachinesRented | 1
CIV | Loh-Djiboua | Abbott mPIMA | NumMachinesRented | 1
CIV | Moronou | Abbott mPIMA | NumMachinesRented | 1
CIV | Nawa | Abbott mPIMA | NumMachinesRented | 1
CIV | Nawa | Roche CAP/CTM 48 System | NumMachinesRented | 1
CIV | Poro | Roche CAP/CTM 48 System | NumMachinesRented | 1
CIV | Poro | Roche COBAS 4800 System | NumMachinesRented | 1
CIV | San Pedro | Abbott mPIMA | NumMachinesRented | 1
CIV | San Pedro | Roche CAP/CTM 48 System | NumMachinesRented | 1
CIV | San Pedro | Roche COBAS 4800 System | NumMachinesRented | 1
CIV | Sud-Comoe | Abbott mPIMA | NumMachinesRented | 2
CIV | Tchologo | Abbott mPIMA | NumMachinesRented | 1
CIV | Tonkpi | Roche CAP/CTM 48 System | NumMachinesRented | 1
CIV | Tonkpi | Roche COBAS 4800 System | NumMachinesRented | 1
CIV | Abidjan 1 and 2 | Cepheid GX IV, 4 modules, 6C | TestsPerMachinePerYear_TB | 632.4
CIV | Abidjan 1 and 2 | Cepheid GX XVI, 16 modules, 6C | TestsPerMachinePerYear_TB | 2193
CIV | Agneby-Tiassa | Cepheid GX IV, 4 modules, 6C | TestsPerMachinePerYear_TB | 922
CIV | Bagoue | Cepheid GX IV, 4 modules, 6C | TestsPerMachinePerYear_TB | 82
CIV | Belier (Incl. Yamoussoukro) | Cepheid GX IV, 4 modules, 6C | TestsPerMachinePerYear_TB | 646
CIV | Cavally | Cepheid GX IV, 4 modules, 6C | TestsPerMachinePerYear_TB | 690
CIV | Gbeke | Cepheid GX XVI, 16 modules, 6C | TestsPerMachinePerYear_TB | 2855
CIV | Goh | Cepheid GX IV, 4 modules, 6C | TestsPerMachinePerYear_TB | 1601
CIV | Gontougo | Cepheid GX IV, 4 modules, 6C | TestsPerMachinePerYear_TB | 319
CIV | Hambol | Cepheid GX IV, 4 modules, 6C | TestsPerMachinePerYear_TB | 432
CIV | Haut-Sassandra | Cepheid GX IV, 4 modules, 6C | TestsPerMachinePerYear_TB | 1753
CIV | Iffou | Cepheid GX IV, 4 modules, 6C | TestsPerMachinePerYear_TB | 345
CIV | Indenie-Djuablin | Cepheid GX IV, 4 modules, 6C | TestsPerMachinePerYear_TB | 1030
CIV | Kabadougou | Cepheid GX IV, 4 modules, 6C | TestsPerMachinePerYear_TB | 405
CIV | Loh-Djiboua | Cepheid GX IV, 4 modules, 6C | TestsPerMachinePerYear_TB | 1559
CIV | Marahoue | Cepheid GX IV, 4 modules, 6C | TestsPerMachinePerYear_TB | 725
CIV | Nawa | Cepheid GX IV, 4 modules, 6C | TestsPerMachinePerYear_TB | 1135
CIV | N'Zi | Cepheid GX IV, 4 modules, 6C | TestsPerMachinePerYear_TB | 735
CIV | Poro | Cepheid GX IV, 4 modules, 6C | TestsPerMachinePerYear_TB | 1279
CIV | Me | Cepheid GX IV, 4 modules, 6C | TestsPerMachinePerYear_TB | 564
CIV | San Pedro | Cepheid GX IV, 4 modules, 6C | TestsPerMachinePerYear_TB | 1220
CIV | Sud-Comoe | Cepheid GX IV, 4 modules, 6C | TestsPerMachinePerYear_TB | 405
CIV | Tonkpi | Cepheid GX XVI, 16 modules, 6C | TestsPerMachinePerYear_TB | 2727
CIV | Worodougou | Cepheid GX IV, 4 modules, 6C | TestsPerMachinePerYear_TB | 118
CIV | Abidjan 1 and 2 | Abbott mPIMA | TestsPerMachinePerYear_HIV | 79
CIV | Abidjan 1 and 2 | Biocentric Fluorocycler System | TestsPerMachinePerYear_HIV | 3100
CIV | Abidjan 1 and 2 | Roche CAP/CTM 48 System | TestsPerMachinePerYear_HIV | 6863.1429
CIV | Abidjan 1 and 2 | Roche CAP/CTM 96 System | TestsPerMachinePerYear_HIV | 9673.5
CIV | Abidjan 1 and 2 | Roche COBAS 4800 System | TestsPerMachinePerYear_HIV | 16408
CIV | Abidjan 1 and 2 | Roche COBAS 6800 System | TestsPerMachinePerYear_HIV | 53684
CIV | Belier (Incl. Yamoussoukro) | Roche CAP/CTM 96 System | TestsPerMachinePerYear_HIV | 19942
CIV | Gbeke | Roche CAP/CTM 48 System | TestsPerMachinePerYear_HIV | 485
CIV | Gbeke | Roche COBAS 4800 System | TestsPerMachinePerYear_HIV | 23423
CIV | Goh | Roche CAP/CTM 48 System | TestsPerMachinePerYear_HIV | 13775
CIV | Goh | Roche CAP/CTM 96 System | TestsPerMachinePerYear_HIV | 16056
CIV | Gontougo | Abbott mPIMA | TestsPerMachinePerYear_HIV | 38
CIV | Guemon | Abbott mPIMA | TestsPerMachinePerYear_HIV | 18
CIV | Haut-Sassandra | Abbott mPIMA | TestsPerMachinePerYear_HIV | 79
CIV | Haut-Sassandra | Biocentric Fluorocycler System | TestsPerMachinePerYear_HIV | 10561
CIV | Iffou | Abbott mPIMA | TestsPerMachinePerYear_HIV | 39
CIV | Indenie-Djuablin | Abbott mPIMA | TestsPerMachinePerYear_HIV | 109
CIV | Indenie-Djuablin | Roche CAP/CTM 48 System | TestsPerMachinePerYear_HIV | 16316
CIV | Loh-Djiboua | Abbott mPIMA | TestsPerMachinePerYear_HIV | 75
CIV | Moronou | Abbott mPIMA | TestsPerMachinePerYear_HIV | 89
CIV | Nawa | Abbott mPIMA | TestsPerMachinePerYear_HIV | 67
CIV | Nawa | Roche CAP/CTM 48 System | TestsPerMachinePerYear_HIV | 5761
CIV | Poro | Roche CAP/CTM 48 System | TestsPerMachinePerYear_HIV | 303
CIV | Poro | Roche COBAS 4800 System | TestsPerMachinePerYear_HIV | 9296
CIV | San Pedro | Abbott mPIMA | TestsPerMachinePerYear_HIV | 4
CIV | San Pedro | Roche CAP/CTM 48 System | TestsPerMachinePerYear_HIV | 718
CIV | San Pedro | Roche COBAS 4800 System | TestsPerMachinePerYear_HIV | 9999
CIV | Sud-Comoe | Abbott mPIMA | TestsPerMachinePerYear_HIV | 71
CIV | Sud-Comoe | Cepheid GX XVI, 16 modules, 6C | TestsPerMachinePerYear_HIV | 499
CIV | Tchologo | Abbott mPIMA | TestsPerMachinePerYear_HIV | 25
CIV | Tonkpi | Roche CAP/CTM 48 System | TestsPerMachinePerYear_HIV | 1034
CIV | Tonkpi | Roche COBAS 4800 System | TestsPerMachinePerYear_HIV | 17807
CIV | Abidjan 1 and 2 | Abbott m2000 Realtime System 96 | TestsPerMachinePerYear_Other | 1183 | HPV
CIV | Abidjan 1 and 2 | Cepheid GX IV, 4 modules, 6C | TestsPerMachinePerYear_Other | 19.7 | HPV
CIV | Abidjan 1 and 2 | Cepheid GX XVI, 16 modules, 6C | TestsPerMachinePerYear_Other | 258.6667 | HPV
CIV | Gbeke | Cepheid GX XVI, 16 modules, 6C | TestsPerMachinePerYear_Other | 244 | HPV
CIV | Haut-Sassandra | Cepheid GX IV, 4 modules, 6C | TestsPerMachinePerYear_Other | 204 | HPV
GMB | Banjul and Kanifing | Abbott m2000 Realtime System 96 | NumMachinesTotal | 1
GMB | Banjul and Kanifing | Cepheid GX IV, 2 modules, 6C | NumMachinesTotal | 1
GMB | Central River | Cepheid GX IV, 2 modules, 6C | NumMachinesTotal | 1
GMB | Lower River | Cepheid GX IV, 2 modules, 6C | NumMachinesTotal | 1
GMB | North Bank | Cepheid GX IV, 2 modules, 6C | NumMachinesTotal | 1
GMB | Upper River | Cepheid GX IV, 2 modules, 6C | NumMachinesTotal | 1
GMB | West Coast | Cepheid GX IV, 2 modules, 6C | NumMachinesTotal | 1
GMB | Banjul and Kanifing | Cepheid GX IV, 2 modules, 6C | TestsPerMachinePerYear_TB | 1874
GMB | Central River | Cepheid GX IV, 2 modules, 6C | TestsPerMachinePerYear_TB | 190
GMB | Lower River | Cepheid GX IV, 2 modules, 6C | TestsPerMachinePerYear_TB | 170
GMB | North Bank | Cepheid GX IV, 2 modules, 6C | TestsPerMachinePerYear_TB | 329
GMB | Upper River | Cepheid GX IV, 2 modules, 6C | TestsPerMachinePerYear_TB | 191
GMB | West Coast | Cepheid GX IV, 2 modules, 6C | TestsPerMachinePerYear_TB | 921
GMB | Banjul and Kanifing | Abbott m2000 Realtime System 96 | TestsPerMachinePerYear_HIV | 5908
GMB | Central River | Cepheid GX IV, 2 modules, 6C | TestsPerMachinePerYear_HIV | 1189
GMB | Lower River | Cepheid GX IV, 2 modules, 6C | TestsPerMachinePerYear_HIV | 778
GMB | North Bank | Cepheid GX IV, 2 modules, 6C | TestsPerMachinePerYear_HIV | 154
GMB | Upper River | Cepheid GX IV, 2 modules, 6C | TestsPerMachinePerYear_HIV | 986
GMB | West Coast | Cepheid GX IV, 2 modules, 6C | TestsPerMachinePerYear_HIV | 2159
PAK | Azad Jammu and Kashmir | Cepheid GX II, 2 modules, 10C | NumMachinesTotal | 1
PAK | Azad Jammu and Kashmir | Cepheid GX IV, 4 modules, 6C | NumMachinesTotal | 11
PAK | Balochistan | Cepheid GX II, 2 modules, 10C | NumMachinesTotal | 2
PAK | Balochistan | Cepheid GX IV, 4 modules, 10C | NumMachinesTotal | 10
PAK | Balochistan | Cepheid GX IV, 4 modules, 6C | NumMachinesTotal | 40
PAK | Balochistan | Cepheid GX XVI, 16 modules, 6C | NumMachinesTotal | 1
PAK | Gilgit Baltistan | Cepheid GX IV, 4 modules, 6C | NumMachinesTotal | 10
PAK | Islamabad Capital Territory | Cepheid GX II, 2 modules, 10C | NumMachinesTotal | 4
PAK | Islamabad Capital Territory | Cepheid GX IV, 4 modules, 10C | NumMachinesTotal | 1
PAK | Islamabad Capital Territory | Cepheid GX IV, 4 modules, 6C | NumMachinesTotal | 6
PAK | Islamabad Capital Territory | Cepheid GX XVI, 16 modules, 6C | NumMachinesTotal | 2
PAK | Khyber Pakhtunkhwa | Cepheid GX II, 2 modules, 10C | NumMachinesTotal | 5
PAK | Khyber Pakhtunkhwa | Cepheid GX IV, 4 modules, 10C | NumMachinesTotal | 2
PAK | Khyber Pakhtunkhwa | Cepheid GX IV, 4 modules, 6C | NumMachinesTotal | 43
PAK | Khyber Pakhtunkhwa | Cepheid GX XVI, 16 modules, 6C | NumMachinesTotal | 6
PAK | Punjab | Cepheid GX II, 2 modules, 10C | NumMachinesTotal | 12
PAK | Punjab | Cepheid GX IV, 4 modules, 6C | NumMachinesTotal | 153
PAK | Punjab | Cepheid GX XVI, 16 modules, 6C | NumMachinesTotal | 39
PAK | Sindh | Cepheid GX II, 2 modules, 10C | NumMachinesTotal | 10
PAK | Sindh | Cepheid GX IV, 4 modules, 6C | NumMachinesTotal | 116
PAK | Sindh | Cepheid GX XVI, 16 modules, 6C | NumMachinesTotal | 20
PAK | Balochistan | Cepheid GX IV, 4 modules, 6C | TestsPerMachinePerYear_HIV | 31.75
PAK | Islamabad Capital Territory | Cepheid GX XVI, 16 modules, 6C | TestsPerMachinePerYear_HIV | 1620.5
PAK | Khyber Pakhtunkhwa | Cepheid GX II, 2 modules, 10C | TestsPerMachinePerYear_HIV | 131.8
PAK | Khyber Pakhtunkhwa | Cepheid GX IV, 4 modules, 6C | TestsPerMachinePerYear_HIV | 18.093
PAK | Khyber Pakhtunkhwa | Cepheid GX XVI, 16 modules, 6C | TestsPerMachinePerYear_HIV | 356.8333
PAK | Punjab | Cepheid GX II, 2 modules, 10C | TestsPerMachinePerYear_HIV | 150
PAK | Punjab | Cepheid GX IV, 4 modules, 6C | TestsPerMachinePerYear_HIV | 29.9542
PAK | Punjab | Cepheid GX XVI, 16 modules, 6C | TestsPerMachinePerYear_HIV | 156.6154
PAK | Sindh | Cepheid GX IV, 4 modules, 6C | TestsPerMachinePerYear_HIV | 20.319
PAK | Sindh | Cepheid GX XVI, 16 modules, 6C | TestsPerMachinePerYear_HIV | 550.1
PAK | Azad Jammu and Kashmir | Cepheid GX II, 2 modules, 10C | TestsPerMachinePerYear_TB | 851
PAK | Azad Jammu and Kashmir | Cepheid GX IV, 4 modules, 6C | TestsPerMachinePerYear_TB | 1819.5455
PAK | Balochistan | Cepheid GX II, 2 modules, 10C | TestsPerMachinePerYear_TB | 35.5
PAK | Balochistan | Cepheid GX IV, 4 modules, 10C | TestsPerMachinePerYear_TB | 16.7
PAK | Balochistan | Cepheid GX IV, 4 modules, 6C | TestsPerMachinePerYear_TB | 600.1
PAK | Balochistan | Cepheid GX XVI, 16 modules, 6C | TestsPerMachinePerYear_TB | 1923
PAK | Gilgit Baltistan | Cepheid GX IV, 4 modules, 6C | TestsPerMachinePerYear_TB | 821.2
PAK | Islamabad Capital Territory | Cepheid GX II, 2 modules, 10C | TestsPerMachinePerYear_TB | 1560
PAK | Islamabad Capital Territory | Cepheid GX IV, 4 modules, 10C | TestsPerMachinePerYear_TB | 41
PAK | Islamabad Capital Territory | Cepheid GX IV, 4 modules, 6C | TestsPerMachinePerYear_TB | 630.5
PAK | Islamabad Capital Territory | Cepheid GX XVI, 16 modules, 6C | TestsPerMachinePerYear_TB | 3934
PAK | Khyber Pakhtunkhwa | Cepheid GX II, 2 modules, 10C | TestsPerMachinePerYear_TB | 996.8
PAK | Khyber Pakhtunkhwa | Cepheid GX IV, 4 modules, 10C | TestsPerMachinePerYear_TB | 679
PAK | Khyber Pakhtunkhwa | Cepheid GX IV, 4 modules, 6C | TestsPerMachinePerYear_TB | 1748.4419
PAK | Khyber Pakhtunkhwa | Cepheid GX XVI, 16 modules, 6C | TestsPerMachinePerYear_TB | 1258.6667
PAK | Punjab | Cepheid GX II, 2 modules, 10C | TestsPerMachinePerYear_TB | 465.5833
PAK | Punjab | Cepheid GX IV, 4 modules, 6C | TestsPerMachinePerYear_TB | 1604.8497
PAK | Punjab | Cepheid GX XVI, 16 modules, 6C | TestsPerMachinePerYear_TB | 4545.8205
PAK | Sindh | Cepheid GX II, 2 modules, 10C | TestsPerMachinePerYear_TB | 732.3
PAK | Sindh | Cepheid GX IV, 4 modules, 6C | TestsPerMachinePerYear_TB | 1366.4741
PAK | Sindh | Cepheid GX XVI, 16 modules, 6C | TestsPerMachinePerYear_TB | 5527.95
IND_Karnataka | Bagalkot | Cepheid GX IV, 4 modules, 6C | NumMachinesTotal | 2
IND_Karnataka | Bangalore | Cepheid GX IV, 4 modules, 6C | NumMachinesTotal | 11
IND_Karnataka | Bangalore Rural | Cepheid GX IV, 4 modules, 6C | NumMachinesTotal | 1
IND_Karnataka | Belgaum | Cepheid GX IV, 4 modules, 6C | NumMachinesTotal | 5
IND_Karnataka | Bellary | Cepheid GX IV, 4 modules, 6C | NumMachinesTotal | 3
IND_Karnataka | Bidar | Cepheid GX IV, 4 modules, 6C | NumMachinesTotal | 2
IND_Karnataka | Bijapur | Cepheid GX IV, 4 modules, 6C | NumMachinesTotal | 2
IND_Karnataka | Chamarajanagar | Cepheid GX IV, 4 modules, 6C | NumMachinesTotal | 1
IND_Karnataka | Chikkaballapura | Cepheid GX IV, 4 modules, 6C | NumMachinesTotal | 1
IND_Karnataka | Chikmagalur | Cepheid GX IV, 4 modules, 6C | NumMachinesTotal | 1
IND_Karnataka | Chitradurga | Cepheid GX IV, 4 modules, 6C | NumMachinesTotal | 2
IND_Karnataka | Dakshina Kannada | Cepheid GX IV, 4 modules, 6C | NumMachinesTotal | 2
IND_Karnataka | Davanagere | Cepheid GX IV, 4 modules, 6C | NumMachinesTotal | 2
IND_Karnataka | Dharwad | Cepheid GX IV, 4 modules, 6C | NumMachinesTotal | 3
IND_Karnataka | Gadag | Cepheid GX IV, 4 modules, 6C | NumMachinesTotal | 1
IND_Karnataka | Gulbarga | Cepheid GX IV, 4 modules, 6C | NumMachinesTotal | 3
IND_Karnataka | Hassan | Cepheid GX IV, 4 modules, 6C | NumMachinesTotal | 1
IND_Karnataka | Haveri | Cepheid GX IV, 4 modules, 6C | NumMachinesTotal | 1
IND_Karnataka | Kodagu | Cepheid GX IV, 4 modules, 6C | NumMachinesTotal | 1
IND_Karnataka | Kolar | Cepheid GX IV, 4 modules, 6C | NumMachinesTotal | 2
IND_Karnataka | Koppal | Cepheid GX IV, 4 modules, 6C | NumMachinesTotal | 2
IND_Karnataka | Mandya | Cepheid GX IV, 4 modules, 6C | NumMachinesTotal | 2
IND_Karnataka | Mysore | Cepheid GX IV, 4 modules, 6C | NumMachinesTotal | 3
IND_Karnataka | Raichur | Cepheid GX IV, 4 modules, 6C | NumMachinesTotal | 3
IND_Karnataka | Ramanagara | Cepheid GX IV, 4 modules, 6C | NumMachinesTotal | 1
IND_Karnataka | Shimoga | Cepheid GX IV, 4 modules, 6C | NumMachinesTotal | 1
IND_Karnataka | Tumkur | Cepheid GX IV, 4 modules, 6C | NumMachinesTotal | 3
IND_Karnataka | Udupi | Cepheid GX IV, 4 modules, 6C | NumMachinesTotal | 1
IND_Karnataka | Uttara Kannada | Cepheid GX IV, 4 modules, 6C | NumMachinesTotal | 2
IND_Karnataka | Yadgir | Cepheid GX IV, 4 modules, 6C | NumMachinesTotal | 1
IND_Karnataka | Bellary | Molbio Truelab Duo | NumMachinesTotal | 1
IND_Karnataka | Bijapur | Molbio Truelab Duo | NumMachinesTotal | 1
IND_Karnataka | Ramanagara | Molbio Truelab Duo | NumMachinesTotal | 1
IND_Karnataka | Shimoga | Molbio Truelab Duo | NumMachinesTotal | 1
IND_Karnataka | Bagalkot | Cepheid GX IV, 4 modules, 6C | TestsPerMachinePerYear_TB | 1748
IND_Karnataka | Bangalore | Cepheid GX IV, 4 modules, 6C | TestsPerMachinePerYear_TB | 1159
IND_Karnataka | Bangalore Rural | Cepheid GX IV, 4 modules, 6C | TestsPerMachinePerYear_TB | 403
IND_Karnataka | Belgaum | Cepheid GX IV, 4 modules, 6C | TestsPerMachinePerYear_TB | 690.2
IND_Karnataka | Bellary | Cepheid GX IV, 4 modules, 6C | TestsPerMachinePerYear_TB | 1380.3333
IND_Karnataka | Bidar | Cepheid GX IV, 4 modules, 6C | TestsPerMachinePerYear_TB | 317
IND_Karnataka | Bijapur | Cepheid GX IV, 4 modules, 6C | TestsPerMachinePerYear_TB | 792.5
IND_Karnataka | Chamarajanagar | Cepheid GX IV, 4 modules, 6C | TestsPerMachinePerYear_TB | 840
IND_Karnataka | Chikkaballapura | Cepheid GX IV, 4 modules, 6C | TestsPerMachinePerYear_TB | 1040
IND_Karnataka | Chikmagalur | Cepheid GX IV, 4 modules, 6C | TestsPerMachinePerYear_TB | 629
IND_Karnataka | Chitradurga | Cepheid GX IV, 4 modules, 6C | TestsPerMachinePerYear_TB | 296
IND_Karnataka | Dakshina Kannada | Cepheid GX IV, 4 modules, 6C | TestsPerMachinePerYear_TB | 192
IND_Karnataka | Davanagere | Cepheid GX IV, 4 modules, 6C | TestsPerMachinePerYear_TB | 33
IND_Karnataka | Dharwad | Cepheid GX IV, 4 modules, 6C | TestsPerMachinePerYear_TB | 1090.3333
IND_Karnataka | Gadag | Cepheid GX IV, 4 modules, 6C | TestsPerMachinePerYear_TB | 948
IND_Karnataka | Gulbarga | Cepheid GX IV, 4 modules, 6C | TestsPerMachinePerYear_TB | 1813
IND_Karnataka | Hassan | Cepheid GX IV, 4 modules, 6C | TestsPerMachinePerYear_TB | 1212
IND_Karnataka | Haveri | Cepheid GX IV, 4 modules, 6C | TestsPerMachinePerYear_TB | 541
IND_Karnataka | Kodagu | Cepheid GX IV, 4 modules, 6C | TestsPerMachinePerYear_TB | 454
IND_Karnataka | Kolar | Cepheid GX IV, 4 modules, 6C | TestsPerMachinePerYear_TB | 679
IND_Karnataka | Koppal | Cepheid GX IV, 4 modules, 6C | TestsPerMachinePerYear_TB | 1540
IND_Karnataka | Mandya | Cepheid GX IV, 4 modules, 6C | TestsPerMachinePerYear_TB | 1365.5
IND_Karnataka | Mysore | Cepheid GX IV, 4 modules, 6C | TestsPerMachinePerYear_TB | 1136.3333
IND_Karnataka | Raichur | Cepheid GX IV, 4 modules, 6C | TestsPerMachinePerYear_TB | 938.3333
IND_Karnataka | Ramanagara | Cepheid GX IV, 4 modules, 6C | TestsPerMachinePerYear_TB | 0
IND_Karnataka | Shimoga | Cepheid GX IV, 4 modules, 6C | TestsPerMachinePerYear_TB | 0
IND_Karnataka | Tumkur | Cepheid GX IV, 4 modules, 6C | TestsPerMachinePerYear_TB | 451.6667
IND_Karnataka | Udupi | Cepheid GX IV, 4 modules, 6C | TestsPerMachinePerYear_TB | 29
IND_Karnataka | Uttara Kannada | Cepheid GX IV, 4 modules, 6C | TestsPerMachinePerYear_TB | 407.5
IND_Karnataka | Yadgir | Cepheid GX IV, 4 modules, 6C | TestsPerMachinePerYear_TB | 1018
IND_Karnataka | Bellary | Molbio Truelab Duo | TestsPerMachinePerYear_TB | 480
IND_Karnataka | Bijapur | Molbio Truelab Duo | TestsPerMachinePerYear_TB | 1584
IND_Karnataka | Ramanagara | Molbio Truelab Duo | TestsPerMachinePerYear_TB | 1584
IND_Karnataka | Shimoga | Molbio Truelab Duo | TestsPerMachinePerYear_TB | 1584
IND_Bihar | Araria | Cepheid GX IV, 4 modules, 6C | NumMachinesTotal | 2
IND_Bihar | Arwal | Cepheid GX IV, 4 modules, 6C | NumMachinesTotal | 1
IND_Bihar | Aurangabad | Cepheid GX IV, 4 modules, 6C | NumMachinesTotal | 1
IND_Bihar | Banka | Cepheid GX IV, 4 modules, 6C | NumMachinesTotal | 2
IND_Bihar | Begusarai | Cepheid GX IV, 4 modules, 6C | NumMachinesTotal | 2
IND_Bihar | Bhagalpur | Cepheid GX IV, 4 modules, 6C | NumMachinesTotal | 3
IND_Bihar | Bhojpur | Cepheid GX IV, 4 modules, 6C | NumMachinesTotal | 2
IND_Bihar | Buxar | Cepheid GX IV, 4 modules, 6C | NumMachinesTotal | 1
IND_Bihar | Darbhanga | Cepheid GX IV, 4 modules, 6C | NumMachinesTotal | 5
IND_Bihar | Gaya | Cepheid GX IV, 4 modules, 6C | NumMachinesTotal | 2
IND_Bihar | Gopalganj | Cepheid GX IV, 4 modules, 6C | NumMachinesTotal | 2
IND_Bihar | Jamui | Cepheid GX IV, 4 modules, 6C | NumMachinesTotal | 1
IND_Bihar | Jehanabad | Cepheid GX IV, 4 modules, 6C | NumMachinesTotal | 1
IND_Bihar | Kaimur (Bhabua) | Cepheid GX IV, 4 modules, 6C | NumMachinesTotal | 2
IND_Bihar | Katihar | Cepheid GX IV, 4 modules, 6C | NumMachinesTotal | 2
IND_Bihar | Khagaria | Cepheid GX IV, 4 modules, 6C | NumMachinesTotal | 1
IND_Bihar | Kishanganj | Cepheid GX IV, 4 modules, 6C | NumMachinesTotal | 1
IND_Bihar | Lakhisarai | Cepheid GX IV, 4 modules, 6C | NumMachinesTotal | 1
IND_Bihar | Madhepura | Cepheid GX IV, 4 modules, 6C | NumMachinesTotal | 1
IND_Bihar | Madhubani | Cepheid GX IV, 4 modules, 6C | NumMachinesTotal | 3
IND_Bihar | Munger | Cepheid GX IV, 4 modules, 6C | NumMachinesTotal | 1
IND_Bihar | Muzaffarpur | Cepheid GX IV, 4 modules, 6C | NumMachinesTotal | 1
IND_Bihar | Nalanda | Cepheid GX IV, 4 modules, 6C | NumMachinesTotal | 2
IND_Bihar | Nawada | Cepheid GX IV, 4 modules, 6C | NumMachinesTotal | 1
IND_Bihar | Pashchim Champaran | Cepheid GX IV, 4 modules, 6C | NumMachinesTotal | 1
IND_Bihar | Patna | Cepheid GX IV, 4 modules, 6C | NumMachinesTotal | 24
IND_Bihar | Purba Champaran | Cepheid GX IV, 4 modules, 6C | NumMachinesTotal | 2
IND_Bihar | Purnia | Cepheid GX IV, 4 modules, 6C | NumMachinesTotal | 2
IND_Bihar | Rohtas | Cepheid GX IV, 4 modules, 6C | NumMachinesTotal | 2
IND_Bihar | Saharsa | Cepheid GX IV, 4 modules, 6C | NumMachinesTotal | 2
IND_Bihar | Samastipur | Cepheid GX IV, 4 modules, 6C | NumMachinesTotal | 2
IND_Bihar | Saran | Cepheid GX IV, 4 modules, 6C | NumMachinesTotal | 2
IND_Bihar | Sheikhpura | Cepheid GX IV, 4 modules, 6C | NumMachinesTotal | 1
IND_Bihar | Sheohar | Cepheid GX IV, 4 modules, 6C | NumMachinesTotal | 1
IND_Bihar | Sitamarhi | Cepheid GX IV, 4 modules, 6C | NumMachinesTotal | 2
IND_Bihar | Siwan | Cepheid GX IV, 4 modules, 6C | NumMachinesTotal | 1
IND_Bihar | Supaul | Cepheid GX IV, 4 modules, 6C | NumMachinesTotal | 1
IND_Bihar | Vaishali | Cepheid GX IV, 4 modules, 6C | NumMachinesTotal | 2
IND_Bihar | Buxar | Molbio Truelab Duo | NumMachinesTotal | 1
IND_Bihar | Patna | Molbio Truelab Duo | NumMachinesTotal | 1
IND_Bihar | Rohtas | Molbio Truelab Duo | NumMachinesTotal | 1
IND_Bihar | Samastipur | Molbio Truelab Duo | NumMachinesTotal | 1
IND_Bihar | Araria | Cepheid GX IV, 4 modules, 6C | TestsPerMachinePerYear_TB | 2112
IND_Bihar | Arwal | Cepheid GX IV, 4 modules, 6C | TestsPerMachinePerYear_TB | 2112
IND_Bihar | Aurangabad | Cepheid GX IV, 4 modules, 6C | TestsPerMachinePerYear_TB | 2112
IND_Bihar | Banka | Cepheid GX IV, 4 modules, 6C | TestsPerMachinePerYear_TB | 2112
IND_Bihar | Begusarai | Cepheid GX IV, 4 modules, 6C | TestsPerMachinePerYear_TB | 2112
IND_Bihar | Bhagalpur | Cepheid GX IV, 4 modules, 6C | TestsPerMachinePerYear_TB | 1408
IND_Bihar | Bhojpur | Cepheid GX IV, 4 modules, 6C | TestsPerMachinePerYear_TB | 2112
IND_Bihar | Buxar | Cepheid GX IV, 4 modules, 6C | TestsPerMachinePerYear_TB | 2112
IND_Bihar | Darbhanga | Cepheid GX IV, 4 modules, 6C | TestsPerMachinePerYear_TB | 1267.2
IND_Bihar | Gaya | Cepheid GX IV, 4 modules, 6C | TestsPerMachinePerYear_TB | 2112
IND_Bihar | Gopalganj | Cepheid GX IV, 4 modules, 6C | TestsPerMachinePerYear_TB | 2112
IND_Bihar | Jamui | Cepheid GX IV, 4 modules, 6C | TestsPerMachinePerYear_TB | 2112
IND_Bihar | Jehanabad | Cepheid GX IV, 4 modules, 6C | TestsPerMachinePerYear_TB | 2112
IND_Bihar | Kaimur (Bhabua) | Cepheid GX IV, 4 modules, 6C | TestsPerMachinePerYear_TB | 2112
IND_Bihar | Katihar | Cepheid GX IV, 4 modules, 6C | TestsPerMachinePerYear_TB | 2112
IND_Bihar | Khagaria | Cepheid GX IV, 4 modules, 6C | TestsPerMachinePerYear_TB | 2112
IND_Bihar | Kishanganj | Cepheid GX IV, 4 modules, 6C | TestsPerMachinePerYear_TB | 2112
IND_Bihar | Lakhisarai | Cepheid GX IV, 4 modules, 6C | TestsPerMachinePerYear_TB | 2112
IND_Bihar | Madhepura | Cepheid GX IV, 4 modules, 6C | TestsPerMachinePerYear_TB | 2112
IND_Bihar | Madhubani | Cepheid GX IV, 4 modules, 6C | TestsPerMachinePerYear_TB | 2112
IND_Bihar | Munger | Cepheid GX IV, 4 modules, 6C | TestsPerMachinePerYear_TB | 2112
IND_Bihar | Muzaffarpur | Cepheid GX IV, 4 modules, 6C | TestsPerMachinePerYear_TB | 2112
IND_Bihar | Nalanda | Cepheid GX IV, 4 modules, 6C | TestsPerMachinePerYear_TB | 2112
IND_Bihar | Nawada | Cepheid GX IV, 4 modules, 6C | TestsPerMachinePerYear_TB | 2112
IND_Bihar | Pashchim Champaran | Cepheid GX IV, 4 modules, 6C | TestsPerMachinePerYear_TB | 2112
IND_Bihar | Patna | Cepheid GX IV, 4 modules, 6C | TestsPerMachinePerYear_TB | 1144
IND_Bihar | Purba Champaran | Cepheid GX IV, 4 modules, 6C | TestsPerMachinePerYear_TB | 1056
IND_Bihar | Purnia | Cepheid GX IV, 4 modules, 6C | TestsPerMachinePerYear_TB | 1056
IND_Bihar | Rohtas | Cepheid GX IV, 4 modules, 6C | TestsPerMachinePerYear_TB | 2112
IND_Bihar | Saharsa | Cepheid GX IV, 4 modules, 6C | TestsPerMachinePerYear_TB | 2112
IND_Bihar | Samastipur | Cepheid GX IV, 4 modules, 6C | TestsPerMachinePerYear_TB | 2112
IND_Bihar | Saran | Cepheid GX IV, 4 modules, 6C | TestsPerMachinePerYear_TB | 2112
IND_Bihar | Sheikhpura | Cepheid GX IV, 4 modules, 6C | TestsPerMachinePerYear_TB | 2112
IND_Bihar | Sheohar | Cepheid GX IV, 4 modules, 6C | TestsPerMachinePerYear_TB | 2112
IND_Bihar | Sitamarhi | Cepheid GX IV, 4 modules, 6C | TestsPerMachinePerYear_TB | 2112
IND_Bihar | Siwan | Cepheid GX IV, 4 modules, 6C | TestsPerMachinePerYear_TB | 2112
IND_Bihar | Supaul | Cepheid GX IV, 4 modules, 6C | TestsPerMachinePerYear_TB | 2112
IND_Bihar | Vaishali | Cepheid GX IV, 4 modules, 6C | TestsPerMachinePerYear_TB | 2112
PHL | Region V | Cepheid GX IV, 4 modules, 6C | NumMachinesTotal | 46 | Machine model not available in report. Assumed to be GX IV, 4 module machines. As of Q1 2021
PHL | Region II | Cepheid GX IV, 4 modules, 6C | NumMachinesTotal | 30
PHL | Cordillera Administrative Region | Cepheid GX IV, 4 modules, 6C | NumMachinesTotal | 14
PHL | Region XIII | Cepheid GX IV, 4 modules, 6C | NumMachinesTotal | 22
PHL | Region VII | Cepheid GX IV, 4 modules, 6C | NumMachinesTotal | 58
PHL | Region VIII | Cepheid GX IV, 4 modules, 6C | NumMachinesTotal | 38
PHL | National Capital Region | Cepheid GX IV, 4 modules, 6C | NumMachinesTotal | 121
PHL | Region VI | Cepheid GX IV, 4 modules, 6C | NumMachinesTotal | 62
PHL | Region IX | Cepheid GX IV, 4 modules, 6C | NumMachinesTotal | 36
PHL | Autonomous Region in Muslim Mindanao | Cepheid GX IV, 4 modules, 6C | NumMachinesTotal | 31
PHL | Region III | Cepheid GX IV, 4 modules, 6C | NumMachinesTotal | 95
PHL | Region IV-B | Cepheid GX IV, 4 modules, 6C | NumMachinesTotal | 36
PHL | Region IV-A | Cepheid GX IV, 4 modules, 6C | NumMachinesTotal | 133
PHL | Region I | Cepheid GX IV, 4 modules, 6C | NumMachinesTotal | 43
PHL | Region XI | Cepheid GX IV, 4 modules, 6C | NumMachinesTotal | 47
PHL | Region XII | Cepheid GX IV, 4 modules, 6C | NumMachinesTotal | 45
PHL | Region X | Cepheid GX IV, 4 modules, 6C | NumMachinesTotal | 43
PHL | Cordillera Administrative Region | Cepheid GX II, 2 modules, 6C | NumMachinesTotal | 1 | If the assumption of a 4 module machine led to partial machines, assigned remaining modules to a GX II 2 module machine
PHL | Region XIII | Cepheid GX II, 2 modules, 6C | NumMachinesTotal | 1
PHL | Region VII | Cepheid GX II, 2 modules, 6C | NumMachinesTotal | 1
PHL | National Capital Region | Cepheid GX II, 2 modules, 6C | NumMachinesTotal | 1
PHL | Region VI | Cepheid GX II, 2 modules, 6C | NumMachinesTotal | 1
PHL | Region IX | Cepheid GX II, 2 modules, 6C | NumMachinesTotal | 1
PHL | Autonomous Region in Muslim Mindanao | Cepheid GX II, 2 modules, 6C | NumMachinesTotal | 1
PHL | Region III | Cepheid GX II, 2 modules, 6C | NumMachinesTotal | 1
PHL | Autonomous Region in Muslim Mindanao | Cepheid GX IV, 4 modules, 6C | TestsPerMachinePerYear_TB | 562.6202
PHL | Region V | Cepheid GX IV, 4 modules, 6C | TestsPerMachinePerYear_TB | 1593.2971
PHL | Region II | Cepheid GX IV, 4 modules, 6C | TestsPerMachinePerYear_TB | 1376.0317
PHL | Region IV-A | Cepheid GX IV, 4 modules, 6C | TestsPerMachinePerYear_TB | 2523.6842
PHL | Region XIII | Cepheid GX IV, 4 modules, 6C | TestsPerMachinePerYear_TB | 1766.7391
PHL | Region III | Cepheid GX IV, 4 modules, 6C | TestsPerMachinePerYear_TB | 2342.2456
PHL | Region VII | Cepheid GX IV, 4 modules, 6C | TestsPerMachinePerYear_TB | 1781.0883
PHL | Cordillera Administrative Region | Cepheid GX IV, 4 modules, 6C | TestsPerMachinePerYear_TB | 1466.6667
PHL | Region XI | Cepheid GX IV, 4 modules, 6C | TestsPerMachinePerYear_TB | 756.9664
PHL | Region VIII | Cepheid GX IV, 4 modules, 6C | TestsPerMachinePerYear_TB | 1024.2915
PHL | Region I | Cepheid GX IV, 4 modules, 6C | TestsPerMachinePerYear_TB | 1409.909
PHL | Region IV-B | Cepheid GX IV, 4 modules, 6C | TestsPerMachinePerYear_TB | 1442.5
PHL | National Capital Region | Cepheid GX IV, 4 modules, 6C | TestsPerMachinePerYear_TB | 2240.8941
PHL | Region X | Cepheid GX IV, 4 modules, 6C | TestsPerMachinePerYear_TB | 1295.5814
PHL | Region XII | Cepheid GX IV, 4 modules, 6C | TestsPerMachinePerYear_TB | 1085.1029
PHL | Region VI | Cepheid GX IV, 4 modules, 6C | TestsPerMachinePerYear_TB | 1867.8399
PHL | Region IX | Cepheid GX IV, 4 modules, 6C | TestsPerMachinePerYear_TB | 1100.5631
PHL | Autonomous Region in Muslim Mindanao | Cepheid GX II, 2 modules, 6C | TestsPerMachinePerYear_TB | 562.6202
PHL | Region XIII | Cepheid GX II, 2 modules, 6C | TestsPerMachinePerYear_TB | 1766.7391
PHL | Region III | Cepheid GX II, 2 modules, 6C | TestsPerMachinePerYear_TB | 1920
PHL | Region VII | Cepheid GX II, 2 modules, 6C | TestsPerMachinePerYear_TB | 1781.0883
PHL | Cordillera Administrative Region | Cepheid GX II, 2 modules, 6C | TestsPerMachinePerYear_TB | 1466.6667
PHL | National Capital Region | Cepheid GX II, 2 modules, 6C | TestsPerMachinePerYear_TB | 1920
PHL | Region VI | Cepheid GX II, 2 modules, 6C | TestsPerMachinePerYear_TB | 1867.8399
PHL | Region IX | Cepheid GX II, 2 modules, 6C | TestsPerMachinePerYear_TB | 1100.5631
ZMB | Central | Abbott mPIMA | NumMachinesTotal | 1
ZMB | Central | Cepheid GX IV, 4 modules, 6C | NumMachinesTotal | 34
ZMB | Central | Cepheid GX XVI, 16 modules, 6C | NumMachinesTotal | 1
ZMB | Central | Hologic Panther System | NumMachinesTotal | 1
ZMB | Central | Roche CAP/CTM 48 System | NumMachinesTotal | 1
ZMB | Central | Roche CAP/CTM 96 System | NumMachinesTotal | 1
ZMB | Central | Roche COBAS 4800 System | NumMachinesTotal | 1
ZMB | Copperbelt | Cepheid GX IV, 4 modules, 6C | NumMachinesTotal | 54
ZMB | Copperbelt | Cepheid GX XVI, 16 modules, 6C | NumMachinesTotal | 2
ZMB | Copperbelt | Hologic Panther System | NumMachinesTotal | 3
ZMB | Copperbelt | Roche CAP/CTM 48 System | NumMachinesTotal | 2
ZMB | Copperbelt | Roche CAP/CTM 96 System | NumMachinesTotal | 3
ZMB | Copperbelt | Roche COBAS 4800 System | NumMachinesTotal | 3
ZMB | Copperbelt | Roche COBAS 6800 System | NumMachinesTotal | 1
ZMB | Eastern | Cepheid GX IV, 4 modules, 6C | NumMachinesTotal | 28
ZMB | Eastern | Cepheid GX XVI, 16 modules, 6C | NumMachinesTotal | 1
ZMB | Eastern | Hologic Panther System | NumMachinesTotal | 1
ZMB | Eastern | Roche CAP/CTM 48 System | NumMachinesTotal | 1
ZMB | Eastern | Roche COBAS 4800 System | NumMachinesTotal | 2
ZMB | Luapula | Cepheid GX IV, 4 modules, 6C | NumMachinesTotal | 21
ZMB | Luapula | Hologic Panther System | NumMachinesTotal | 1
ZMB | Luapula | Roche CAP/CTM 48 System | NumMachinesTotal | 1
ZMB | Lusaka | Abbott mPIMA | NumMachinesTotal | 5
ZMB | Lusaka | Cepheid GX II, 2 modules, 6C | NumMachinesTotal | 2
ZMB | Lusaka | Cepheid GX Infinity-48s | NumMachinesTotal | 1
ZMB | Lusaka | Cepheid GX IV, 4 modules, 6C | NumMachinesTotal | 58
ZMB | Lusaka | Cepheid GX XVI, 16 modules, 6C | NumMachinesTotal | 7
ZMB | Lusaka | Hologic Panther System | NumMachinesTotal | 4
ZMB | Lusaka | Roche CAP/CTM 48 System | NumMachinesTotal | 1
ZMB | Lusaka | Roche CAP/CTM 96 System | NumMachinesTotal | 2
ZMB | Lusaka | Roche COBAS 4800 System | NumMachinesTotal | 3
ZMB | Lusaka | Roche COBAS 6800 System | NumMachinesTotal | 1
ZMB | Muchinga | Cepheid GX IV, 4 modules, 6C | NumMachinesTotal | 17
ZMB | Muchinga | Hologic Panther System | NumMachinesTotal | 1
ZMB | Muchinga | Roche CAP/CTM 96 System | NumMachinesTotal | 2
ZMB | Northern | Cepheid GX IV, 4 modules, 6C | NumMachinesTotal | 19
ZMB | Northern | Hologic Panther System | NumMachinesTotal | 1
ZMB | Northern | Roche CAP/CTM 48 System | NumMachinesTotal | 1
ZMB | North-Western | Cepheid GX IV, 4 modules, 6C | NumMachinesTotal | 28
ZMB | North-Western | Hologic Panther System | NumMachinesTotal | 1
ZMB | North-Western | Roche CAP/CTM 48 System | NumMachinesTotal | 1
ZMB | North-Western | Roche CAP/CTM 96 System | NumMachinesTotal | 1
ZMB | Southern | Abbott mPIMA | NumMachinesTotal | 1
ZMB | Southern | Cepheid GX IV, 4 modules, 6C | NumMachinesTotal | 38
ZMB | Southern | Hologic Panther System | NumMachinesTotal | 1
ZMB | Southern | Roche CAP/CTM 48 System | NumMachinesTotal | 2
ZMB | Southern | Roche CAP/CTM 96 System | NumMachinesTotal | 2
ZMB | Southern | Roche COBAS 4800 System | NumMachinesTotal | 3
ZMB | Western | Cepheid GX IV, 4 modules, 6C | NumMachinesTotal | 22
ZMB | Western | Hologic Panther System | NumMachinesTotal | 1
ZMB | Western | Roche CAP/CTM 48 System | NumMachinesTotal | 1
ZMB | Western | Roche CAP/CTM 96 System | NumMachinesTotal | 1
ZMB | Western | Roche COBAS 4800 System | NumMachinesTotal | 1
ZMB | Central | Hologic Panther System | NumMachinesRented | 1
ZMB | Central | Roche CAP/CTM 48 System | NumMachinesRented | 1
ZMB | Central | Roche CAP/CTM 96 System | NumMachinesRented | 1
ZMB | Central | Roche COBAS 4800 System | NumMachinesRented | 1
ZMB | Copperbelt | Hologic Panther System | NumMachinesRented | 3
ZMB | Copperbelt | Roche CAP/CTM 48 System | NumMachinesRented | 2
ZMB | Copperbelt | Roche CAP/CTM 96 System | NumMachinesRented | 3
ZMB | Copperbelt | Roche COBAS 4800 System | NumMachinesRented | 3
ZMB | Copperbelt | Roche COBAS 6800 System | NumMachinesRented | 1
ZMB | Eastern | Hologic Panther System | NumMachinesRented | 1
ZMB | Eastern | Roche CAP/CTM 48 System | NumMachinesRented | 1
ZMB | Eastern | Roche COBAS 4800 System | NumMachinesRented | 2
ZMB | Luapula | Hologic Panther System | NumMachinesRented | 1
ZMB | Luapula | Roche CAP/CTM 48 System | NumMachinesRented | 1
ZMB | Lusaka | Hologic Panther System | NumMachinesRented | 4
ZMB | Lusaka | Roche CAP/CTM 48 System | NumMachinesRented | 1
ZMB | Lusaka | Roche CAP/CTM 96 System | NumMachinesRented | 2
ZMB | Lusaka | Roche COBAS 4800 System | NumMachinesRented | 3
ZMB | Lusaka | Roche COBAS 6800 System | NumMachinesRented | 1
ZMB | Muchinga | Hologic Panther System | NumMachinesRented | 1
ZMB | Muchinga | Roche CAP/CTM 96 System | NumMachinesRented | 2
ZMB | Northern | Hologic Panther System | NumMachinesRented | 1
ZMB | Northern | Roche CAP/CTM 48 System | NumMachinesRented | 1
ZMB | North-Western | Hologic Panther System | NumMachinesRented | 1
ZMB | North-Western | Roche CAP/CTM 48 System | NumMachinesRented | 1
ZMB | North-Western | Roche CAP/CTM 96 System | NumMachinesRented | 1
ZMB | Southern | Hologic Panther System | NumMachinesRented | 1
ZMB | Southern | Roche CAP/CTM 48 System | NumMachinesRented | 2
ZMB | Southern | Roche CAP/CTM 96 System | NumMachinesRented | 2
ZMB | Southern | Roche COBAS 4800 System | NumMachinesRented | 3
ZMB | Western | Hologic Panther System | NumMachinesRented | 1
ZMB | Western | Roche CAP/CTM 48 System | NumMachinesRented | 1
ZMB | Western | Roche CAP/CTM 96 System | NumMachinesRented | 1
ZMB | Western | Roche COBAS 4800 System | NumMachinesRented | 1
ZMB | Central | Cepheid GX IV, 4 modules, 6C | TestsPerMachinePerYear_HIV | 7.1176
ZMB | Central | Hologic Panther System | TestsPerMachinePerYear_HIV | 100822
ZMB | Central | Roche CAP/CTM 48 System | TestsPerMachinePerYear_HIV | 592
ZMB | Central | Roche CAP/CTM 96 System | TestsPerMachinePerYear_HIV | 7372
ZMB | Central | Roche COBAS 4800 System | TestsPerMachinePerYear_HIV | 8016
ZMB | Copperbelt | Cepheid GX IV, 4 modules, 6C | TestsPerMachinePerYear_HIV | 26.8148
ZMB | Copperbelt | Hologic Panther System | TestsPerMachinePerYear_HIV | 37142
ZMB | Copperbelt | Roche CAP/CTM 48 System | TestsPerMachinePerYear_HIV | 2182.5
ZMB | Copperbelt | Roche CAP/CTM 96 System | TestsPerMachinePerYear_HIV | 32459.3333
ZMB | Copperbelt | Roche COBAS 4800 System | TestsPerMachinePerYear_HIV | 18468
ZMB | Copperbelt | Roche COBAS 6800 System | TestsPerMachinePerYear_HIV | 30574
ZMB | Eastern | Cepheid GX IV, 4 modules, 6C | TestsPerMachinePerYear_HIV | 43.5714
ZMB | Eastern | Cepheid GX XVI, 16 modules, 6C | TestsPerMachinePerYear_HIV | 8
ZMB | Eastern | Hologic Panther System | TestsPerMachinePerYear_HIV | 33266
ZMB | Eastern | Roche CAP/CTM 48 System | TestsPerMachinePerYear_HIV | 14402
ZMB | Eastern | Roche COBAS 4800 System | TestsPerMachinePerYear_HIV | 39557
ZMB | Luapula | Cepheid GX IV, 4 modules, 6C | TestsPerMachinePerYear_HIV | 10.5714
ZMB | Luapula | Hologic Panther System | TestsPerMachinePerYear_HIV | 44617
ZMB | Luapula | Roche CAP/CTM 48 System | TestsPerMachinePerYear_HIV | 12016
ZMB | Lusaka | Cepheid GX Infinity-48s | TestsPerMachinePerYear_HIV | 5763
ZMB | Lusaka | Cepheid GX IV, 4 modules, 6C | TestsPerMachinePerYear_HIV | 53.3966
ZMB | Lusaka | Cepheid GX XVI, 16 modules, 6C | TestsPerMachinePerYear_HIV | 50.4286
ZMB | Lusaka | Hologic Panther System | TestsPerMachinePerYear_HIV | 44634.5
ZMB | Lusaka | Roche CAP/CTM 96 System | TestsPerMachinePerYear_HIV | 17586.5
ZMB | Lusaka | Roche COBAS 4800 System | TestsPerMachinePerYear_HIV | 51602
ZMB | Lusaka | Roche COBAS 6800 System | TestsPerMachinePerYear_HIV | 29986
ZMB | Muchinga | Cepheid GX IV, 4 modules, 6C | TestsPerMachinePerYear_HIV | 5.1765
ZMB | Muchinga | Hologic Panther System | TestsPerMachinePerYear_HIV | 16009
ZMB | Muchinga | Roche CAP/CTM 96 System | TestsPerMachinePerYear_HIV | 8566
ZMB | Northern | Cepheid GX IV, 4 modules, 6C | TestsPerMachinePerYear_HIV | 1.7368
ZMB | Northern | Hologic Panther System | TestsPerMachinePerYear_HIV | 46941
ZMB | Northern | Roche CAP/CTM 48 System | TestsPerMachinePerYear_HIV | 11694
ZMB | North-Western | Cepheid GX IV, 4 modules, 6C | TestsPerMachinePerYear_HIV | 0.071429
ZMB | North-Western | Hologic Panther System | TestsPerMachinePerYear_HIV | 43928
ZMB | North-Western | Roche CAP/CTM 48 System | TestsPerMachinePerYear_HIV | 3234
ZMB | Southern | Cepheid GX IV, 4 modules, 6C | TestsPerMachinePerYear_HIV | 2.5526
ZMB | Southern | Hologic Panther System | TestsPerMachinePerYear_HIV | 46509
ZMB | Southern | Roche CAP/CTM 48 System | TestsPerMachinePerYear_HIV | 15896
ZMB | Southern | Roche CAP/CTM 96 System | TestsPerMachinePerYear_HIV | 18572
ZMB | Southern | Roche COBAS 4800 System | TestsPerMachinePerYear_HIV | 15537.6667
ZMB | Western | Cepheid GX IV, 4 modules, 6C | TestsPerMachinePerYear_HIV | 49.4091
ZMB | Western | Hologic Panther System | TestsPerMachinePerYear_HIV | 68202
ZMB | Western | Roche CAP/CTM 48 System | TestsPerMachinePerYear_HIV | 22467
ZMB | Western | Roche CAP/CTM 96 System | TestsPerMachinePerYear_HIV | 13681
ZMB | Western | Roche COBAS 4800 System | TestsPerMachinePerYear_HIV | 18997
ZMB | Central | Cepheid GX IV, 4 modules, 6C | TestsPerMachinePerYear_TB | 829.4412
ZMB | Central | Cepheid GX XVI, 16 modules, 6C | TestsPerMachinePerYear_TB | 1291
ZMB | Copperbelt | Cepheid GX IV, 4 modules, 6C | TestsPerMachinePerYear_TB | 949.0926
ZMB | Copperbelt | Cepheid GX XVI, 16 modules, 6C | TestsPerMachinePerYear_TB | 2252.5
ZMB | Eastern | Cepheid GX IV, 4 modules, 6C | TestsPerMachinePerYear_TB | 1216.9643
ZMB | Luapula | Cepheid GX IV, 4 modules, 6C | TestsPerMachinePerYear_TB | 1072
ZMB | Lusaka | Cepheid GX II, 2 modules, 6C | TestsPerMachinePerYear_TB | 118.5
ZMB | Lusaka | Cepheid GX IV, 4 modules, 6C | TestsPerMachinePerYear_TB | 1646.2414
ZMB | Lusaka | Cepheid GX XVI, 16 modules, 6C | TestsPerMachinePerYear_TB | 322.5714
ZMB | Muchinga | Cepheid GX IV, 4 modules, 6C | TestsPerMachinePerYear_TB | 532.2353
ZMB | Northern | Cepheid GX IV, 4 modules, 6C | TestsPerMachinePerYear_TB | 659.5263
ZMB | North-Western | Cepheid GX IV, 4 modules, 6C | TestsPerMachinePerYear_TB | 598.6429
ZMB | Southern | Cepheid GX IV, 4 modules, 6C | TestsPerMachinePerYear_TB | 1093.2895
ZMB | Western | Cepheid GX IV, 4 modules, 6C | TestsPerMachinePerYear_TB | 788.9091
ZMB | Central | Hologic Panther System | TestsPerMachinePerYear_Other | 11689 | HPV and/or SARSCOV2
ZMB | Copperbelt | Cepheid GX IV, 4 modules, 6C | TestsPerMachinePerYear_Other | 0.018519 | HPV and/or SARSCOV2
ZMB | Copperbelt | Cepheid GX XVI, 16 modules, 6C | TestsPerMachinePerYear_Other | 15.5 | HPV and/or SARSCOV2
ZMB | Copperbelt | Hologic Panther System | TestsPerMachinePerYear_Other | 8386.3333 | HPV and/or SARSCOV2
ZMB | Copperbelt | Roche COBAS 6800 System | TestsPerMachinePerYear_Other | 10875 | HPV and/or SARSCOV2
ZMB | Eastern | Cepheid GX IV, 4 modules, 6C | TestsPerMachinePerYear_Other | 56.5714 | HPV and/or SARSCOV2
ZMB | Eastern | Cepheid GX XVI, 16 modules, 6C | TestsPerMachinePerYear_Other | 473 | HPV and/or SARSCOV2
ZMB | Eastern | Hologic Panther System | TestsPerMachinePerYear_Other | 652 | HPV and/or SARSCOV2
ZMB | Luapula | Cepheid GX IV, 4 modules, 6C | TestsPerMachinePerYear_Other | 0.047619 | HPV and/or SARSCOV2
ZMB | Luapula | Hologic Panther System | TestsPerMachinePerYear_Other | 5185 | HPV and/or SARSCOV2
ZMB | Lusaka | Cepheid GX Infinity-48s | TestsPerMachinePerYear_Other | 1431 | HPV and/or SARSCOV2
ZMB | Lusaka | Cepheid GX IV, 4 modules, 6C | TestsPerMachinePerYear_Other | 139.0172 | HPV and/or SARSCOV2
ZMB | Lusaka | Hologic Panther System | TestsPerMachinePerYear_Other | 14167.25 | HPV and/or SARSCOV2
ZMB | Lusaka | Roche COBAS 4800 System | TestsPerMachinePerYear_Other | 730 | HPV and/or SARSCOV2
ZMB | Lusaka | Roche COBAS 6800 System | TestsPerMachinePerYear_Other | 24892 | HPV and/or SARSCOV2
ZMB | Muchinga | Hologic Panther System | TestsPerMachinePerYear_Other | 2786 | HPV and/or SARSCOV2
ZMB | Northern | Hologic Panther System | TestsPerMachinePerYear_Other | 4531 | HPV and/or SARSCOV2
ZMB | North-Western | Cepheid GX IV, 4 modules, 6C | TestsPerMachinePerYear_Other | 0.39286 | HPV and/or SARSCOV2
ZMB | North-Western | Hologic Panther System | TestsPerMachinePerYear_Other | 1379 | HPV and/or SARSCOV2
ZMB | Southern | Hologic Panther System | TestsPerMachinePerYear_Other | 28691 | HPV and/or SARSCOV2
ZMB | Southern | Roche COBAS 4800 System | TestsPerMachinePerYear_Other | 4 | HPV and/or SARSCOV2
ZMB | Western | Cepheid GX IV, 4 modules, 6C | TestsPerMachinePerYear_Other | 4.4091 | HPV and/or SARSCOV2
ZMB | Western | Hologic Panther System | TestsPerMachinePerYear_Other | 11234 | HPV and/or SARSCOV2

## DiseaseBurden
iso3 | admin_name | Population | HIV_Exposed_Births_Rate_National | Incidence_Rate_HIV | Prevalence_Rate_HIV | Rate_HIV_DataLevel | Incidence_Rate_TB | Rate_TB_DataLevel | EstimatedHealthFacilities
AFG | Badakhshan | 1683117 | 0.68309 | 2.2505 | 13.5692 | National | 189.5287 | National | 12
AFG | Badghis | 894445 | 0.68309 | 2.2505 | 13.5692 | National | 189.5287 | National | 6
AFG | Baghlan | 1311556 | 0.68309 | 2.2505 | 13.5692 | National | 189.5287 | National | 9
AFG | Balkh | 1781951 | 0.68309 | 2.2505 | 13.5692 | National | 189.5287 | National | 13
AFG | Bamyan | 690986 | 0.68309 | 2.2505 | 13.5692 | National | 189.5287 | National | 5
AFG | Daykundi | 694879 | 0.68309 | 2.2505 | 13.5692 | National | 189.5287 | National | 5
AFG | Farah | 855869 | 0.68309 | 2.2505 | 13.5692 | National | 189.5287 | National | 6
AFG | Faryab | 1625784 | 0.68309 | 2.2505 | 13.5692 | National | 189.5287 | National | 12
AFG | Ghazni | 1161635 | 0.68309 | 2.2505 | 13.5692 | National | 189.5287 | National | 8
AFG | Ghor | 1125622 | 0.68309 | 2.2505 | 13.5692 | National | 189.5287 | National | 8
AFG | Hilmand | 1369186 | 0.68309 | 2.2505 | 13.5692 | National | 189.5287 | National | 10
AFG | Hirat | 3263386 | 0.68309 | 2.2505 | 13.5692 | National | 189.5287 | National | 23
AFG | Jawzjan | 713115 | 0.68309 | 2.2505 | 13.5692 | National | 189.5287 | National | 5
AFG | Kabul | 6539529 | 0.68309 | 2.2505 | 13.5692 | National | 189.5287 | National | 47
AFG | Kandahar | 1912438 | 0.68309 | 2.2505 | 13.5692 | National | 189.5287 | National | 14
AFG | Kapisa | 649093 | 0.68309 | 2.2505 | 13.5692 | National | 189.5287 | National | 5
AFG | Khost | 1135987 | 0.68309 | 2.2505 | 13.5692 | National | 189.5287 | National | 8
AFG | Kunar | 709664 | 0.68309 | 2.2505 | 13.5692 | National | 189.5287 | National | 5
AFG | Kunduz | 1229333 | 0.68309 | 2.2505 | 13.5692 | National | 189.5287 | National | 9
AFG | Laghman | 735649 | 0.68309 | 2.2505 | 13.5692 | National | 189.5287 | National | 5
AFG | Logar | 614958 | 0.68309 | 2.2505 | 13.5692 | National | 189.5287 | National | 4
AFG | Maydan Wardak | 982928 | 0.68309 | 2.2505 | 13.5692 | National | 189.5287 | National | 7
AFG | Nangarhar | 2415779 | 0.68309 | 2.2505 | 13.5692 | National | 189.5287 | National | 17
AFG | Nimroz | 226465 | 0.68309 | 2.2505 | 13.5692 | National | 189.5287 | National | 2
AFG | Nuristan | 227233 | 0.68309 | 2.2505 | 13.5692 | National | 189.5287 | National | 2
AFG | Paktika | 641712 | 0.68309 | 2.2505 | 13.5692 | National | 189.5287 | National | 5
AFG | Paktya | 850465 | 0.68309 | 2.2505 | 13.5692 | National | 189.5287 | National | 6
AFG | Panjsher | 212816 | 0.68309 | 2.2505 | 13.5692 | National | 189.5287 | National | 2
AFG | Parwan | 919528 | 0.68309 | 2.2505 | 13.5692 | National | 189.5287 | National | 7
AFG | Samangan | 585424 | 0.68309 | 2.2505 | 13.5692 | National | 189.5287 | National | 4
AFG | Sari Pul | 807682 | 0.68309 | 2.2505 | 13.5692 | National | 189.5287 | National | 6
AFG | Takhar | 1584724 | 0.68309 | 2.2505 | 13.5692 | National | 189.5287 | National | 11
AFG | Uruzgan | 528448 | 0.68309 | 2.2505 | 13.5692 | National | 189.5287 | National | 4
AFG | Zabul | 447384 | 0.68309 | 2.2505 | 13.5692 | National | 189.5287 | National | 3
AGO | Bengo | 492164 | 124.6384 | 61.768 | 1323.7457 | Subnational | 324.6022 | National | 4
AGO | Benguela | 3079329 | 124.6384 | 26.4668 | 613.1206 | Subnational | 324.6022 | National | 27
AGO | Bie | 2008259 | 124.6384 | 27.8351 | 608.1885 | Subnational | 324.6022 | National | 18
AGO | Cabinda | 988191 | 124.6384 | 30.8645 | 677.6018 | Subnational | 324.6022 | National | 9
AGO | Cuando Cubango | 736924 | 124.6384 | 88.3402 | 1762.4613 | Subnational | 324.6022 | National | 7
AGO | Cuanza Norte | 611875 | 124.6384 | 34.1573 | 790.6844 | Subnational | 324.6022 | National | 5
AGO | Cuanza Sul | 2596996 | 124.6384 | 20.6007 | 489.7197 | Subnational | 324.6022 | National | 23
AGO | Cunene | 1366322 | 124.6384 | 97.488 | 2035.1718 | Subnational | 324.6022 | National | 12
AGO | Huambo | 2786994 | 124.6384 | 19.7345 | 424.4717 | Subnational | 324.6022 | National | 25
AGO | Huila | 3446453 | 124.6384 | 21.2682 | 442.2228 | Subnational | 324.6022 | National | 31
AGO | Luanda | 9584674 | 124.6384 | 42.6619 | 914.439 | Subnational | 324.6022 | National | 85
AGO | Lunda Norte | 1190339 | 124.6384 | 54.8583 | 1262.0774 | Subnational | 324.6022 | National | 11
AGO | Lunda Sul | 741877 | 124.6384 | 59.7134 | 1299.9459 | Subnational | 324.6022 | National | 7
AGO | Malanje | 1361189 | 124.6384 | 30.4881 | 632.7556 | Subnational | 324.6022 | National | 12
AGO | Moxico | 1046830 | 124.6384 | 64.0983 | 1388.0955 | Subnational | 324.6022 | National | 9
AGO | Namibe | 683556 | 124.6384 | 40.3771 | 781.9403 | Subnational | 324.6022 | National | 6
AGO | Uige | 2046706 | 124.6384 | 15.0486 | 347.7783 | Subnational | 324.6022 | National | 18
AGO | Zaire | 820311 | 124.6384 | 14.2629 | 321.0977 | Subnational | 324.6022 | National | 7
ARM | Aragatsotn | 116771 | 0.67362 | 4.538 | 49.2448 | National | 27.5889 | National | 14
ARM | Ararat | 240800 | 0.67362 | 4.538 | 49.2448 | National | 27.5889 | National | 28
ARM | Armavir | 247663 | 0.67362 | 4.538 | 49.2448 | National | 27.5889 | National | 29
ARM | Gegharkunik | 213251 | 0.67362 | 4.538 | 49.2448 | National | 27.5889 | National | 25
ARM | Kotayk | 235684 | 0.67362 | 4.538 | 49.2448 | National | 27.5889 | National | 28
ARM | Lori | 199455 | 0.67362 | 4.538 | 49.2448 | National | 27.5889 | National | 23
ARM | Shirak | 216715 | 0.67362 | 4.538 | 49.2448 | National | 27.5889 | National | 25
ARM | Syunik | 127472 | 0.67362 | 4.538 | 49.2448 | National | 27.5889 | National | 15
ARM | Tavush | 113099 | 0.67362 | 4.538 | 49.2448 | National | 27.5889 | National | 13
ARM | Vayots Dzor | 45156 | 0.67362 | 4.538 | 49.2448 | National | 27.5889 | National | 5
ARM | Yerevan | 1024405 | 0.67362 | 4.538 | 49.2448 | National | 27.5889 | National | 120
AZE | Absheron Economic Region | 3254347 | 0.38906 | 3.0426 | 33.4787 | National | 62.0576 | National | 402
AZE | Aran Economic Region | 1940498 | 0.38906 | 3.0426 | 33.4787 | National | 62.0576 | National | 240
AZE | Daglig-Shirvan Economic Region | 327468 | 0.38906 | 3.0426 | 33.4787 | National | 62.0576 | National | 40
AZE | Ganja-Qazakh Economic Region | 1286290 | 0.38906 | 3.0426 | 33.4787 | National | 62.0576 | National | 159
AZE | Kalbajar-Lachin Economic Region | 348421 | 0.38906 | 3.0426 | 33.4787 | National | 62.0576 | National | 43
AZE | Lankaran Economic Region | 946973 | 0.38906 | 3.0426 | 33.4787 | National | 62.0576 | National | 117
AZE | Nakhchivan Economic Region | 430406 | 0.38906 | 3.0426 | 33.4787 | National | 62.0576 | National | 53
AZE | Quba-Khachmaz Economic Region | 532893 | 0.38906 | 3.0426 | 33.4787 | National | 62.0576 | National | 66
AZE | Shaki-Zaqatala Economic Region | 634661 | 0.38906 | 3.0426 | 33.4787 | National | 62.0576 | National | 78
AZE | Yukhari-Karabakh Economic Region | 656121 | 0.38906 | 3.0426 | 33.4787 | National | 62.0576 | National | 81
BDI | Bubanza | 526963 | 48.3628 | 2.6567 | 260.3598 | Subnational | 103.5756 | National | 37
BDI | Bujumbura Mairie | 1070161 | 48.3628 | 23.2675 | 2149.6765 | Subnational | 103.5756 | National | 74
BDI | Bujumbura Rural | 759765 | 48.3628 | 4.2118 | 430.7911 | Subnational | 103.5756 | National | 53
BDI | Bururi | 467431 | 48.3628 | 2.5672 | 254.583 | Subnational | 103.5756 | National | 32
BDI | Cankuzo | 377723 | 48.3628 | 3.1769 | 318.2226 | Subnational | 103.5756 | National | 26
BDI | Cibitoke | 766693 | 48.3628 | 2.6086 | 260.3389 | Subnational | 103.5756 | National | 53
BDI | Gitega | 1008441 | 48.3628 | 6.9414 | 710.701 | Subnational | 103.5756 | National | 70
BDI | Karuzi | 666956 | 48.3628 | 2.9987 | 308.716 | Subnational | 103.5756 | National | 46
BDI | Kayanza | 827977 | 48.3628 | 3.7441 | 387.6919 | Subnational | 103.5756 | National | 58
BDI | Kirundo | 1008063 | 48.3628 | 7.3408 | 722.0779 | Subnational | 103.5756 | National | 70
BDI | Makamba | 771169 | 48.3628 | 4.1495 | 397.5782 | Subnational | 103.5756 | National | 54
BDI | Muramvya | 402198 | 48.3628 | 2.2377 | 227.0026 | Subnational | 103.5756 | National | 28
BDI | Muyinga | 1068922 | 48.3628 | 4.3034 | 409.1973 | Subnational | 103.5756 | National | 74
BDI | Mwaro | 379433 | 48.3628 | 3.1626 | 322.5866 | Subnational | 103.5756 | National | 26
BDI | Ngozi | 963094 | 48.3628 | 4.8801 | 489.3603 | Subnational | 103.5756 | National | 67
BDI | Rumonge | 570779 | 48.3628 | 4.7304 | 461.4746 | Subnational | 103.5756 | National | 40
BDI | Rutana | 578482 | 48.3628 | 2.2473 | 226.2819 | Subnational | 103.5756 | National | 40
BDI | Ruyigi | 675325 | 48.3628 | 2.6654 | 275.571 | Subnational | 103.5756 | National | 47
BEN | Alibori | 1159888 | 42.9358 | 2.1554 | 105.0964 | Subnational | 53.0896 | National | 44
BEN | Atakora | 1032914 | 42.9358 | 8.326 | 480.0012 | Subnational | 53.0896 | National | 40
BEN | Atlantique | 1869570 | 42.9358 | 9.4674 | 507.9243 | Subnational | 53.0896 | National | 72
BEN | Borgou | 1623577 | 42.9358 | 4.7426 | 249.9419 | Subnational | 53.0896 | National | 62
BEN | Collines | 959343 | 42.9358 | 4.4822 | 242.0406 | Subnational | 53.0896 | National | 37
BEN | Couffo | 996578 | 42.9358 | 9.633 | 536.4357 | Subnational | 53.0896 | National | 38
BEN | Donga | 726223 | 42.9358 | 10.4651 | 552.3097 | Subnational | 53.0896 | National | 28
BEN | Littoral | 907909 | 42.9358 | 28.6372 | 1663.9333 | Subnational | 53.0896 | National | 35
BEN | Mono | 664855 | 42.9358 | 8.5733 | 505.975 | Subnational | 53.0896 | National | 25
BEN | Oueme | 1441188 | 42.9358 | 9.3673 | 552.2527 | Subnational | 53.0896 | National | 55
BEN | Plateau | 832173 | 42.9358 | 3.2445 | 177.367 | Subnational | 53.0896 | National | 32
BEN | Zou | 1138643 | 42.9358 | 4.7425 | 265.1402 | Subnational | 53.0896 | National | 44
BFA | Boucle du Mouhoun | 2178476 | 27.4394 | 2.8919 | 205.4647 | Subnational | 44.795 | National | 75
BFA | Cascades | 913273 | 27.4394 | 4.9273 | 325.0945 | Subnational | 44.795 | National | 31
BFA | Centre | 3182335 | 27.4394 | 15.6803 | 1052.9061 | Subnational | 44.795 | National | 110
BFA | Centre-Est | 1776433 | 27.4394 | 3.0398 | 219.2596 | Subnational | 44.795 | National | 61
BFA | Centre-Nord | 1862590 | 27.4394 | 2.2012 | 154.7845 | Subnational | 44.795 | National | 64
BFA | Centre-Ouest | 1812779 | 27.4394 | 4.2476 | 304.4497 | Subnational | 44.795 | National | 62
BFA | Centre-Sud | 1284396 | 27.4394 | 2.0243 | 154.7809 | Subnational | 44.795 | National | 44
BFA | Est | 1967742 | 27.4394 | 0.96557 | 67.8951 | Subnational | 44.795 | National | 68
BFA | Hauts-Bassins | 2350379 | 27.4394 | 8.4667 | 573.0991 | Subnational | 44.795 | National | 81
BFA | Nord | 1799712 | 27.4394 | 3.8895 | 279.5447 | Subnational | 44.795 | National | 62
BFA | Plateau-Central | 1046616 | 27.4394 | 2.7708 | 201.8888 | Subnational | 44.795 | National | 36
BFA | Sahel | 1542564 | 27.4394 | 0.58344 | 42.5914 | Subnational | 44.795 | National | 53
BFA | Sud-Ouest | 956457 | 27.4394 | 5.4367 | 420.3012 | Subnational | 44.795 | National | 33
BGD | Barisal | 9896618 | 0.11566 | 0.38675 | 5.009 | National | 221.4267 | National | 95
BGD | Chittagong | 33783557 | 0.11566 | 0.38675 | 5.009 | National | 221.4267 | National | 324
BGD | Dhaka | 43298800 | 0.11566 | 0.38675 | 5.009 | National | 221.4267 | National | 416
BGD | Khulna | 18643866 | 0.11566 | 0.38675 | 5.009 | National | 221.4267 | National | 179
BGD | Mymensingh | 13061965 | 0.11566 | 0.38675 | 5.009 | National | 221.4267 | National | 125
BGD | Rajshahi | 21968030 | 0.11566 | 0.38675 | 5.009 | National | 221.4267 | National | 211
BGD | Rangpur | 18762717 | 0.11566 | 0.38675 | 5.009 | National | 221.4267 | National | 180
BGD | Sylhet | 11777642 | 0.11566 | 0.38675 | 5.009 | National | 221.4267 | National | 113
BLR | Brest | 1377868 | 2.5478 | 21.1046 | 180.9707 | National | 30.2772 | National | 401
BLR | Gomel | 1400291 | 2.5478 | 21.1046 | 180.9707 | National | 30.2772 | National | 408
BLR | Grodno | 1016264 | 2.5478 | 21.1046 | 180.9707 | National | 30.2772 | National | 296
BLR | Minsk | 2608164 | 2.5478 | 21.1046 | 180.9707 | National | 30.2772 | National | 760
BLR | Minsk City | 960578 | 2.5478 | 21.1046 | 180.9707 | National | 30.2772 | National | 280
BLR | Mogilev | 1025821 | 2.5478 | 21.1046 | 180.9707 | National | 30.2772 | National | 299
BLR | Vitebsk | 1145966 | 2.5478 | 21.1046 | 180.9707 | National | 30.2772 | National | 334
BLZ | Belize | 125852 | 15.6774 | 53.9714 | 683.1237 | National | 27.4979 | National | 33
BLZ | Cayo | 100207 | 15.6774 | 53.9714 | 683.1237 | National | 27.4979 | National | 26
BLZ | Corozal | 52613 | 15.6774 | 53.9714 | 683.1237 | National | 27.4979 | National | 14
BLZ | Orange Walk | 43850 | 15.6774 | 53.9714 | 683.1237 | National | 27.4979 | National | 11
BLZ | Stann Creek | 46951 | 15.6774 | 53.9714 | 683.1237 | National | 27.4979 | National | 12
BLZ | Toledo | 35799 | 15.6774 | 53.9714 | 683.1237 | National | 27.4979 | National | 9
BOL | Beni | 525718 | 3.3709 | 13.5685 | 140.0319 | National | 107.6206 | National | 63
BOL | Chuquisaca | 673128 | 3.3709 | 13.5685 | 140.0319 | National | 107.6206 | National | 80
BOL | Cochabamba | 2155569 | 3.3709 | 13.5685 | 140.0319 | National | 107.6206 | National | 258
BOL | La Paz | 3107383 | 3.3709 | 13.5685 | 140.0319 | National | 107.6206 | National | 371
BOL | Oruro | 563137 | 3.3709 | 13.5685 | 140.0319 | National | 107.6206 | National | 67
BOL | Pando | 166700 | 3.3709 | 13.5685 | 140.0319 | National | 107.6206 | National | 20
BOL | Potosi | 932726 | 3.3709 | 13.5685 | 140.0319 | National | 107.6206 | National | 111
BOL | Santa Cruz | 3487616 | 3.3709 | 13.5685 | 140.0319 | National | 107.6206 | National | 417
BOL | Tarija | 612134 | 3.3709 | 13.5685 | 140.0319 | National | 107.6206 | National | 73
BTN | Bumthang | 18752 | 1.1727 | 9.7725 | 94.3373 | National | 167.2056 | National | 7
BTN | Chhukha | 71577 | 1.1727 | 9.7725 | 94.3373 | National | 167.2056 | National | 26
BTN | Dagana | 26381 | 1.1727 | 9.7725 | 94.3373 | National | 167.2056 | National | 9
BTN | Gasa | 4397 | 1.1727 | 9.7725 | 94.3373 | National | 167.2056 | National | 2
BTN | Haa | 14161 | 1.1727 | 9.7725 | 94.3373 | National | 167.2056 | National | 5
BTN | Lhuentse | 13975 | 1.1727 | 9.7725 | 94.3373 | National | 167.2056 | National | 5
BTN | Monggar | 37300 | 1.1727 | 9.7725 | 94.3373 | National | 167.2056 | National | 13
BTN | Paro | 52203 | 1.1727 | 9.7725 | 94.3373 | National | 167.2056 | National | 19
BTN | Pemagatshel | 24397 | 1.1727 | 9.7725 | 94.3373 | National | 167.2056 | National | 9
BTN | Punakha | 31564 | 1.1727 | 9.7725 | 94.3373 | National | 167.2056 | National | 11
BTN | Samdrupjongkhar | 35787 | 1.1727 | 9.7725 | 94.3373 | National | 167.2056 | National | 13
BTN | Samtse | 64624 | 1.1727 | 9.7725 | 94.3373 | National | 167.2056 | National | 23
BTN | Sarpang | 50718 | 1.1727 | 9.7725 | 94.3373 | National | 167.2056 | National | 18
BTN | Thimphu | 162373 | 1.1727 | 9.7725 | 94.3373 | National | 167.2056 | National | 58
BTN | Trashigang | 17116 | 1.1727 | 9.7725 | 94.3373 | National | 167.2056 | National | 6
BTN | Trongsa | 43931 | 1.1727 | 9.7725 | 94.3373 | National | 167.2056 | National | 16
BTN | Tsirang | 23444 | 1.1727 | 9.7725 | 94.3373 | National | 167.2056 | National | 8
BTN | Wangduephodrang | 24371 | 1.1727 | 9.7725 | 94.3373 | National | 167.2056 | National | 9
BTN | Yangtse | 48036 | 1.1727 | 9.7725 | 94.3373 | National | 167.2056 | National | 17
BTN | Zhemgang | 17352 | 1.1727 | 9.7725 | 94.3373 | National | 167.2056 | National | 6
BWA | Barolong | 70178 | 611.9529 | 218.017 | 8891.6755 | Subnational | 235.6647 | National | 5
BWA | Bobonong (Incl. Orapa and Sowa Town | 95852 | 611.9529 | 288.9872 | 15455.0766 | Subnational | 235.6647 | National | 7
BWA | Boteti | 73581 | 611.9529 | 293.554 | 15635.8299 | Subnational | 235.6647 | National | 6
BWA | Chobe | 34185 | 611.9529 | 242.7965 | 12628.3458 | Subnational | 235.6647 | National | 3
BWA | Francistown | 121313 | 611.9529 | 565.4794 | 30986.7862 | Subnational | 235.6647 | National | 9
BWA | Gaborone | 297698 | 611.9529 | 346.9959 | 17764.3115 | Subnational | 235.6647 | National | 22
BWA | Ghanzi | 61813 | 611.9529 | 205.4584 | 8933.3959 | Subnational | 235.6647 | National | 5
BWA | Jwaneng | 21959 | 611.9529 | 387.085 | 18926.1806 | Subnational | 235.6647 | National | 2
BWA | Kgalagadi North | 27682 | 611.9529 | 231.1972 | 10967.4156 | Subnational | 235.6647 | National | 2
BWA | Kgalagadi South | 37883 | 611.9529 | 216.4559 | 10038.8037 | Subnational | 235.6647 | National | 3
BWA | Kgatleng | 121287 | 611.9529 | 269.6084 | 13026.1281 | Subnational | 235.6647 | National | 9
BWA | Kweneng East | 381147 | 611.9529 | 144.3013 | 7885.6714 | Subnational | 235.6647 | National | 29
BWA | Kweneng West | 60985 | 611.9529 | 227.9249 | 11033.8608 | Subnational | 235.6647 | National | 5
BWA | Lobatse | 28599 | 611.9529 | 416.0985 | 19748.9423 | Subnational | 235.6647 | National | 2
BWA | Mahalapye | 133485 | 611.9529 | 345.3572 | 19713.0764 | Subnational | 235.6647 | National | 10
BWA | Ngamiland | 195715 | 611.9529 | 159.4155 | 8497.0493 | Subnational | 235.6647 | National | 15
BWA | Ngamiland Delta | 2396 | 611.9529 | 7679.4658 | 390025.0417 | Subnational | 235.6647 | National | 0
BWA | Ngwaketse West | 19158 | 611.9529 | 219.2296 | 10298.5698 | Subnational | 235.6647 | National | 1
BWA | North East | 82898 | 611.9529 | 179.739 | 9315.0619 | Subnational | 235.6647 | National | 6
BWA | Selibe Phikwe | 49469 | 611.9529 | 349.714 | 18268.0062 | Subnational | 235.6647 | National | 4
BWA | Serowe Palapye | 231553 | 611.9529 | 282.0089 | 15095.896 | Subnational | 235.6647 | National | 17
BWA | South East | 128844 | 611.9529 | 104.7779 | 5186.1165 | Subnational | 235.6647 | National | 10
BWA | Southern | 153051 | 611.9529 | 203.2002 | 10139.104 | Subnational | 235.6647 | National | 11
BWA | Tutume | 199562 | 611.9529 | 172.8786 | 8750.664 | Subnational | 235.6647 | National | 15
CAF | Bas-Oubangui | 1452356.281 | 191.3684 | 36.7678 | 1703.7142 | Subnational | 531.4125 | National | 100
CAF | Equateur | 1038576.035 | 191.3684 | 36.8774 | 1378.1369 | Subnational | 531.4125 | National | 71
CAF | Fertit | 299217.1296 | 191.3684 | 37.7652 | 1220.8526 | Subnational | 531.4125 | National | 21
CAF | Haut-Oubangui | 703404.5088 | 191.3684 | 22.4622 | 866.3578 | Subnational | 531.4125 | National | 48
CAF | Kagas | 854856.4446 | 191.3684 | 24.4485 | 747.143 | Subnational | 531.4125 | National | 59
CAF | Plateaux | 626600.4388 | 191.3684 | 52.5055 | 1701.882 | Subnational | 531.4125 | National | 43
CAF | Yade | 1231817.162 | 191.3684 | 28.0886 | 904.9233 | Subnational | 531.4125 | National | 85
CIV | Abidjan 1 and 2 | 5842049 | 113.4867 | 26.9084 | 2212.888 | Subnational | 127.3735 | National | 250
CIV | Agneby-Tiassa | 753126 | 113.4867 | 14.7386 | 1164.4798 | Subnational | 127.3735 | National | 32
CIV | Bafing | 260962 | 113.4867 | 9.5799 | 591.657 | Subnational | 127.3735 | National | 11
CIV | Bagoue | 466237 | 113.4867 | 9.2228 | 664.2544 | Subnational | 127.3735 | National | 20
CIV | Belier (Incl. Yamoussoukro) | 871616 | 113.4867 | 15.8327 | 1258.5818 | Subnational | 127.3735 | National | 37
CIV | Bere | 483693 | 113.4867 | 9.7169 | 804.8494 | Subnational | 127.3735 | National | 21
CIV | Bounkani | 331566 | 113.4867 | 10.556 | 679.2011 | Subnational | 127.3735 | National | 14
CIV | Cavally | 570841 | 113.4867 | 10.3356 | 748.1943 | Subnational | 127.3735 | National | 24
CIV | Folon | 119648 | 113.4867 | 5.8505 | 395.3263 | Subnational | 127.3735 | National | 5
CIV | Gbeke | 1280637 | 113.4867 | 17.1009 | 1540.6395 | Subnational | 127.3735 | National | 55
CIV | Gbokle | 497403 | 113.4867 | 6.8355 | 546.6392 | Subnational | 127.3735 | National | 21
CIV | Goh | 1087298 | 113.4867 | 14.1636 | 1114.046 | Subnational | 127.3735 | National | 46
CIV | Gontougo | 828004 | 113.4867 | 17.1497 | 1566.2968 | Subnational | 127.3735 | National | 35
CIV | Grands Ponts | 442418 | 113.4867 | 17.8564 | 1378.3345 | Subnational | 127.3735 | National | 19
CIV | Guemon | 1140985 | 113.4867 | 11.0431 | 789.4933 | Subnational | 127.3735 | National | 49
CIV | Hambol | 533622 | 113.4867 | 11.9935 | 893.329 | Subnational | 127.3735 | National | 23
CIV | Haut-Sassandra | 1775872 | 113.4867 | 12.332 | 961.781 | Subnational | 127.3735 | National | 76
CIV | Iffou | 408738 | 113.4867 | 11.0095 | 941.679 | Subnational | 127.3735 | National | 17
CIV | Indenie-Djuablin | 695517 | 113.4867 | 15.2405 | 1402.2662 | Subnational | 127.3735 | National | 30
CIV | Kabadougou | 239972 | 113.4867 | 12.5015 | 846.7655 | Subnational | 127.3735 | National | 10
CIV | Loh-Djiboua | 904912 | 113.4867 | 9.8352 | 761.621 | Subnational | 127.3735 | National | 39
CIV | Marahoue | 1070177 | 113.4867 | 13.2688 | 1096.0804 | Subnational | 127.3735 | National | 46
CIV | Me | 638758 | 113.4867 | 10.9588 | 973.7647 | Subnational | 127.3735 | National | 27
CIV | Moronou | 411470 | 113.4867 | 16.2831 | 1343.2328 | Subnational | 127.3735 | National | 18
CIV | Nawa | 1306905 | 113.4867 | 10.1767 | 772.3591 | Subnational | 127.3735 | National | 56
CIV | N'Zi | 307259 | 113.4867 | 15.622 | 1135.5241 | Subnational | 127.3735 | National | 13
CIV | Poro | 947935 | 113.4867 | 14.558 | 1149.0239 | Subnational | 127.3735 | National | 41
CIV | San Pedro | 1025915 | 113.4867 | 12.0868 | 998.5233 | Subnational | 127.3735 | National | 44
CIV | Sud-Comoe | 797504 | 113.4867 | 10.7836 | 838.9927 | Subnational | 127.3735 | National | 34
CIV | Tchologo | 575993 | 113.4867 | 8.3334 | 654.001 | Subnational | 127.3735 | National | 25
CIV | Tonkpi | 1205536 | 113.4867 | 16.756 | 1242.0201 | Subnational | 127.3735 | National | 52
CIV | Worodougou | 337974 | 113.4867 | 11.2435 | 882.0205 | Subnational | 127.3735 | National | 14
CMR | Adamaoua | 1446214 | 156.0021 | 34.6422 | 1547.8346 | Subnational | 165.4495 | National | 69
CMR | Centre | 5187202 | 156.0021 | 37.6889 | 2117.4807 | Subnational | 165.4495 | National | 247
CMR | Est | 1220395 | 156.0021 | 55.8835 | 2845.718 | Subnational | 165.4495 | National | 58
CMR | Extreme-Nord | 5114313 | 156.0021 | 19.3379 | 683.826 | Subnational | 165.4495 | National | 244
CMR | Littoral | 4264042 | 156.0021 | 31.8712 | 1821.0186 | Subnational | 165.4495 | National | 203
CMR | Nord | 3231259 | 156.0021 | 28.1314 | 1154.3488 | Subnational | 165.4495 | National | 154
CMR | Nord-Ouest | 2381098 | 156.0021 | 43.4673 | 1982.8667 | Subnational | 165.4495 | National | 113
CMR | Ouest | 2199160 | 156.0021 | 30.6935 | 1354.6991 | Subnational | 165.4495 | National | 105
CMR | Sud | 859389 | 156.0021 | 53.9918 | 2764.2895 | Subnational | 165.4495 | National | 41
CMR | Sud-Ouest | 2011461 | 156.0021 | 50.1128 | 2303.5992 | Subnational | 165.4495 | National | 96
COD | Bas-Uele | 1308011 | 39.4052 | 28.593 | 969.2579 | Subnational | 318.0591 | National | 44
COD | Equateur | 2162697 | 39.4052 | 10.4499 | 341.2406 | Subnational | 318.0591 | National | 73
COD | Haut-Katanga | 9271378 | 39.4052 | 22.5533 | 940.1731 | Subnational | 318.0591 | National | 312
COD | Haut-Lomami | 6898954 | 39.4052 | 4.1311 | 123.1201 | Subnational | 318.0591 | National | 232
COD | Haut-Uele | 1835341 | 39.4052 | 33.2908 | 1249.0322 | Subnational | 318.0591 | National | 62
COD | Ituri | 5413790 | 39.4052 | 17.2338 | 548.4882 | Subnational | 318.0591 | National | 182
COD | Kasai | 5455718 | 39.4052 | 8.1566 | 248.0517 | Subnational | 318.0591 | National | 184
COD | Kasai-Central | 6243584 | 39.4052 | 6.3745 | 198.3957 | Subnational | 318.0591 | National | 210
COD | Kasai-Oriental | 4907899 | 39.4052 | 12.6938 | 370.7289 | Subnational | 318.0591 | National | 165
COD | Kinshasa | 6759835 | 39.4052 | 37.9743 | 1383.4213 | Subnational | 318.0591 | National | 227
COD | Kongo-Central | 2649140 | 39.4052 | 10.2675 | 346.1123 | Subnational | 318.0591 | National | 89
COD | Kwango | 2042116 | 39.4052 | 6.317 | 204.4448 | Subnational | 318.0591 | National | 69
COD | Kwilu | 3877849 | 39.4052 | 6.6532 | 209.4718 | Subnational | 318.0591 | National | 131
COD | Lomami | 3603870 | 39.4052 | 5.9936 | 181.971 | Subnational | 318.0591 | National | 121
COD | Lualaba | 3467737 | 39.4052 | 13.8707 | 539.0836 | Subnational | 318.0591 | National | 117
COD | Mai-Ndombe | 1480451 | 39.4052 | 9.4566 | 320.5104 | Subnational | 318.0591 | National | 50
COD | Maniema | 2653371 | 39.4052 | 16.0927 | 527.0654 | Subnational | 318.0591 | National | 89
COD | Mongala | 1998672 | 39.4052 | 12.058 | 401.8168 | Subnational | 318.0591 | National | 67
COD | Nord-Kivu | 8117467 | 39.4052 | 10.9886 | 338.0611 | Subnational | 318.0591 | National | 273
COD | Nord-Ubangi | 1360187 | 39.4052 | 11.7631 | 350.6871 | Subnational | 318.0591 | National | 46
COD | Sankuru | 169188 | 39.4052 | 121.758 | 3572.3574 | Subnational | 318.0591 | National | 6
COD | Sud-Kivu | 5439819 | 39.4052 | 13.9159 | 431.1173 | Subnational | 318.0591 | National | 183
COD | Sud-Ubangi | 2616497 | 39.4052 | 13.4913 | 432.9835 | Subnational | 318.0591 | National | 88
COD | Tanganyika | 4779043 | 39.4052 | 7.4073 | 208.7656 | Subnational | 318.0591 | National | 161
COD | Tshopo | 3047405 | 39.4052 | 11.1898 | 391.8088 | Subnational | 318.0591 | National | 103
COD | Tshuapa | 1450197 | 39.4052 | 15.4462 | 516.6195 | Subnational | 318.0591 | National | 49
COG | Bouenza | 400003 | 116.1427 | 278.4979 | 2787.9791 | Subnational | 376.9831 | National | 15
COG | Brazzaville | 1846438 | 116.1427 | 176.7728 | 2067.9275 | Subnational | 376.9831 | National | 68
COG | Cuvette | 277176 | 116.1427 | 139.2617 | 1213.6693 | Subnational | 376.9831 | National | 10
COG | Cuvette-Ouest | 277758 | 116.1427 | 89.6464 | 739.8527 | Subnational | 376.9831 | National | 10
COG | Kouilou | 267515 | 116.1427 | 128.9647 | 1218.6233 | Subnational | 376.9831 | National | 10
COG | Lekoumou | 232175 | 116.1427 | 216.6469 | 2058.3611 | Subnational | 376.9831 | National | 9
COG | Likouala | 1567242 | 116.1427 | 22.077 | 264.2859 | Subnational | 376.9831 | National | 58
COG | Niari | 241167 | 116.1427 | 371.1121 | 3756.3182 | Subnational | 376.9831 | National | 9
COG | Plateaux | 164910 | 116.1427 | 296.5254 | 2842.7627 | Subnational | 376.9831 | National | 6
COG | Point-Noire | 502218 | 116.1427 | 477.681 | 6476.0721 | Subnational | 376.9831 | National | 19
COG | Pool | 30198 | 116.1427 | 1616.0011 | 15961.3219 | Subnational | 376.9831 | National | 1
COG | Sangha | 163621 | 116.1427 | 259.7466 | 2319.9956 | Subnational | 376.9831 | National | 6
COL | Amazonas | 82489 | 2.2396 | 17.9786 | 205.2846 | National | 40.7636 | National | 6
COL | Antioquia | 6922609 | 2.2396 | 17.9786 | 205.2846 | National | 40.7636 | National | 508
COL | Arauca | 306541 | 2.2396 | 17.9786 | 205.2846 | National | 40.7636 | National | 23
COL | Archipielago de San Andres, Providencia y Santa Catalina | 65562 | 2.2396 | 17.9786 | 205.2846 | National | 40.7636 | National | 5
COL | Atlantico | 2818396 | 2.2396 | 17.9786 | 205.2846 | National | 40.7636 | National | 207
COL | Bolivar | 2248070 | 2.2396 | 17.9786 | 205.2846 | National | 40.7636 | National | 165
COL | Boyaca | 1266057 | 2.2396 | 17.9786 | 205.2846 | National | 40.7636 | National | 93
COL | Caldas | 1041768 | 2.2396 | 17.9786 | 205.2846 | National | 40.7636 | National | 76
COL | Caqueta | 421426 | 2.2396 | 17.9786 | 205.2846 | National | 40.7636 | National | 31
COL | Casanare | 444333 | 2.2396 | 17.9786 | 205.2846 | National | 40.7636 | National | 33
COL | Cauca | 1523786 | 2.2396 | 17.9786 | 205.2846 | National | 40.7636 | National | 112
COL | Cesar | 1348575 | 2.2396 | 17.9786 | 205.2846 | National | 40.7636 | National | 99
COL | Choco | 556357 | 2.2396 | 17.9786 | 205.2846 | National | 40.7636 | National | 41
COL | Cordoba | 1866014 | 2.2396 | 17.9786 | 205.2846 | National | 40.7636 | National | 137
COL | Cundinamarca (Including Bogota) | 11438308 | 2.2396 | 17.9786 | 205.2846 | National | 40.7636 | National | 840
COL | Guainia | 52328 | 2.2396 | 17.9786 | 205.2846 | National | 40.7636 | National | 4
COL | Guaviare | 90820 | 2.2396 | 17.9786 | 205.2846 | National | 40.7636 | National | 7
COL | Huila | 1146779 | 2.2396 | 17.9786 | 205.2846 | National | 40.7636 | National | 84
COL | La Guajira | 1007533 | 2.2396 | 17.9786 | 205.2846 | National | 40.7636 | National | 74
COL | Magdalena | 1470929 | 2.2396 | 17.9786 | 205.2846 | National | 40.7636 | National | 108
COL | Meta | 1086245 | 2.2396 | 17.9786 | 205.2846 | National | 40.7636 | National | 80
COL | Narino | 1637531 | 2.2396 | 17.9786 | 205.2846 | National | 40.7636 | National | 120
COL | Norte de Santander | 1659744 | 2.2396 | 17.9786 | 205.2846 | National | 40.7636 | National | 122
COL | Putumayo | 370954 | 2.2396 | 17.9786 | 205.2846 | National | 40.7636 | National | 27
COL | Quindio | 572488 | 2.2396 | 17.9786 | 205.2846 | National | 40.7636 | National | 42
COL | Risaralda | 982842 | 2.2396 | 17.9786 | 205.2846 | National | 40.7636 | National | 72
COL | Santander | 2336002 | 2.2396 | 17.9786 | 205.2846 | National | 40.7636 | National | 172
COL | Sucre | 977333 | 2.2396 | 17.9786 | 205.2846 | National | 40.7636 | National | 72
COL | Tolima | 1353840 | 2.2396 | 17.9786 | 205.2846 | National | 40.7636 | National | 99
COL | Valle del Cauca | 4612804 | 2.2396 | 17.9786 | 205.2846 | National | 40.7636 | National | 339
COL | Vaupes | 49183 | 2.2396 | 17.9786 | 205.2846 | National | 40.7636 | National | 4
COL | Vichada | 116371 | 2.2396 | 17.9786 | 205.2846 | National | 40.7636 | National | 9
COM | Anjouan (Ndzouani) | 361257 | 0.37927 | 1.6435 | 15.0445 | National | 35.2959 | National | 17
COM | Grande Comore (Ngazidja) | 419563 | 0.37927 | 1.6435 | 15.0445 | National | 35.2959 | National | 20
COM | Moheli (Mwali) | 56902 | 0.37927 | 1.6435 | 15.0445 | National | 35.2959 | National | 3
CPV | Boa Vista | 22948 | 14.2107 | 22.0093 | 486.4565 | National | 35.7188 | National | 4
CPV | Brava | 5507 | 14.2107 | 22.0093 | 486.4565 | National | 35.7188 | National | 1
CPV | Maio | 8357 | 14.2107 | 22.0093 | 486.4565 | National | 35.7188 | National | 1
CPV | Paul | 38167 | 14.2107 | 22.0093 | 486.4565 | National | 35.7188 | National | 6
CPV | Praia | 320285 | 14.2107 | 22.0093 | 486.4565 | National | 35.7188 | National | 53
CPV | Ribeira Brava | 26387 | 14.2107 | 22.0093 | 486.4565 | National | 35.7188 | National | 4
CPV | Sal | 45698 | 14.2107 | 22.0093 | 486.4565 | National | 35.7188 | National | 8
CPV | Sao Filipe | 35872 | 14.2107 | 22.0093 | 486.4565 | National | 35.7188 | National | 6
CPV | Sao Vicente | 89929 | 14.2107 | 22.0093 | 486.4565 | National | 35.7188 | National | 15
CRI | Alajuela | 1046316 | 1.0424 | 8.0833 | 133.0309 | National | 10.4774 | National | 310
CRI | Cartago | 546431 | 1.0424 | 8.0833 | 133.0309 | National | 10.4774 | National | 162
CRI | Guanacaste | 400788 | 1.0424 | 8.0833 | 133.0309 | National | 10.4774 | National | 119
CRI | Heredia | 534792 | 1.0424 | 8.0833 | 133.0309 | National | 10.4774 | National | 159
CRI | Limon | 466593 | 1.0424 | 8.0833 | 133.0309 | National | 10.4774 | National | 138
CRI | Puntarenas | 506458 | 1.0424 | 8.0833 | 133.0309 | National | 10.4774 | National | 150
CRI | San Jose | 1679455 | 1.0424 | 8.0833 | 133.0309 | National | 10.4774 | National | 498
CUB | Artemisa | 901178 | 1.2283 | 17.8232 | 217.3426 | National | 6.8406 | National | 171
CUB | Camaguey | 765479 | 1.2283 | 17.8232 | 217.3426 | National | 6.8406 | National | 145
CUB | Ciego de Avila | 436518 | 1.2283 | 17.8232 | 217.3426 | National | 6.8406 | National | 83
CUB | Cienfuegos | 407356 | 1.2283 | 17.8232 | 217.3426 | National | 6.8406 | National | 77
CUB | Granma | 820002 | 1.2283 | 17.8232 | 217.3426 | National | 6.8406 | National | 155
CUB | Guantanamo | 506991 | 1.2283 | 17.8232 | 217.3426 | National | 6.8406 | National | 96
CUB | Holguin | 1024387 | 1.2283 | 17.8232 | 217.3426 | National | 6.8406 | National | 194
CUB | Isla de la Juventud | 83854 | 1.2283 | 17.8232 | 217.3426 | National | 6.8406 | National | 16
CUB | La Habana | 2138017 | 1.2283 | 17.8232 | 217.3426 | National | 6.8406 | National | 405
CUB | Las Tunas | 534683 | 1.2283 | 17.8232 | 217.3426 | National | 6.8406 | National | 101
CUB | Matanzas | 718281 | 1.2283 | 17.8232 | 217.3426 | National | 6.8406 | National | 136
CUB | Pinar del Rio | 584630 | 1.2283 | 17.8232 | 217.3426 | National | 6.8406 | National | 111
CUB | Sancti Spiritus | 465114 | 1.2283 | 17.8232 | 217.3426 | National | 6.8406 | National | 88
CUB | Santiago de Cuba | 1048492 | 1.2283 | 17.8232 | 217.3426 | National | 6.8406 | National | 199
CUB | Villa Clara | 777212 | 1.2283 | 17.8232 | 217.3426 | National | 6.8406 | National | 147
DJI | Ali Sabeh | 86949 | 49.9072 | 80.8198 | 1241.627 | National | 208.0399 | National | 2
DJI | Arta | 42380 | 49.9072 | 80.8198 | 1241.627 | National | 208.0399 | National | 1
DJI | Dilkhil | 88948 | 49.9072 | 80.8198 | 1241.627 | National | 208.0399 | National | 2
DJI | Djibouti | 818159 | 49.9072 | 80.8198 | 1241.627 | National | 208.0399 | National | 23
DJI | Obock | 37856 | 49.9072 | 80.8198 | 1241.627 | National | 208.0399 | National | 1
DJI | Tadjourah | 86704 | 49.9072 | 80.8198 | 1241.627 | National | 208.0399 | National | 2
DMA | St. Andrew | 8898 | 4.2 | 28.0002 | 296.8024 | National | 16.5718 | National | 2
DMA | St. David | 5619 | 4.2 | 28.0002 | 296.8024 | National | 16.5718 | National | 1
DMA | St. George | 22167 | 4.2 | 28.0002 | 296.8024 | National | 16.5718 | National | 4
DMA | St. John | 7274 | 4.2 | 28.0002 | 296.8024 | National | 16.5718 | National | 1
DMA | St. Joseph | 5513 | 4.2 | 28.0002 | 296.8024 | National | 16.5718 | National | 1
DMA | St. Luke | 1750 | 4.2 | 28.0002 | 296.8024 | National | 16.5718 | National | 0
DMA | St. Mark | 1781 | 4.2 | 28.0002 | 296.8024 | National | 16.5718 | National | 0
DMA | St. Patrick | 7167 | 4.2 | 28.0002 | 296.8024 | National | 16.5718 | National | 1
DMA | St. Paul | 11210 | 4.2 | 28.0002 | 296.8024 | National | 16.5718 | National | 2
DMA | St. Peter | 1359 | 4.2 | 28.0002 | 296.8024 | National | 16.5718 | National | 0
DOM | Distrito Nacional | 1121094 | 14.7952 | 26.2455 | 542.5348 | National | 44.9726 | National | 60
DOM | Provincia Azua | 238858 | 14.7952 | 26.2455 | 542.5348 | National | 44.9726 | National | 13
DOM | Provincia Baoruco | 108548 | 14.7952 | 26.2455 | 542.5348 | National | 44.9726 | National | 6
DOM | Provincia Barahona | 203303 | 14.7952 | 26.2455 | 542.5348 | National | 44.9726 | National | 11
DOM | Provincia Dajabon | 71433 | 14.7952 | 26.2455 | 542.5348 | National | 44.9726 | National | 4
DOM | Provincia Duarte | 321236 | 14.7952 | 26.2455 | 542.5348 | National | 44.9726 | National | 17
DOM | Provincia El Seibo | 100491 | 14.7952 | 26.2455 | 542.5348 | National | 44.9726 | National | 5
DOM | Provincia Elias Pina | 68137 | 14.7952 | 26.2455 | 542.5348 | National | 44.9726 | National | 4
DOM | Provincia Espaillat | 257758 | 14.7952 | 26.2455 | 542.5348 | National | 44.9726 | National | 14
DOM | Provincia Hato Mayor | 92167 | 14.7952 | 26.2455 | 542.5348 | National | 44.9726 | National | 5
DOM | Provincia Hermanas Mirabal | 99030 | 14.7952 | 26.2455 | 542.5348 | National | 44.9726 | National | 5
DOM | Provincia Independencia | 62789 | 14.7952 | 26.2455 | 542.5348 | National | 44.9726 | National | 3
DOM | Provincia La Altagracia | 379800 | 14.7952 | 26.2455 | 542.5348 | National | 44.9726 | National | 20
DOM | Provincia La Romana | 292955 | 14.7952 | 26.2455 | 542.5348 | National | 44.9726 | National | 16
DOM | Provincia La Vega | 442006 | 14.7952 | 26.2455 | 542.5348 | National | 44.9726 | National | 24
DOM | Provincia Maria Trinidad Sanchez | 151635 | 14.7952 | 26.2455 | 542.5348 | National | 44.9726 | National | 8
DOM | Provincia Monsenor Nouel | 187295 | 14.7952 | 26.2455 | 542.5348 | National | 44.9726 | National | 10
DOM | Provincia Monte Cristi | 125975 | 14.7952 | 26.2455 | 542.5348 | National | 44.9726 | National | 7
DOM | Provincia Monte Plata | 205299 | 14.7952 | 26.2455 | 542.5348 | National | 44.9726 | National | 11
DOM | Provincia Pedernales | 37611 | 14.7952 | 26.2455 | 542.5348 | National | 44.9726 | National | 2
DOM | Provincia Peravia | 212179 | 14.7952 | 26.2455 | 542.5348 | National | 44.9726 | National | 11
DOM | Provincia Puerto Plata | 358109 | 14.7952 | 26.2455 | 542.5348 | National | 44.9726 | National | 19
DOM | Provincia Samana | 120536 | 14.7952 | 26.2455 | 542.5348 | National | 44.9726 | National | 6
DOM | Provincia San Cristobal | 685034 | 14.7952 | 26.2455 | 542.5348 | National | 44.9726 | National | 36
DOM | Provincia San Jose de Ocoa | 58468 | 14.7952 | 26.2455 | 542.5348 | National | 44.9726 | National | 3
DOM | Provincia San Juan | 238296 | 14.7952 | 26.2455 | 542.5348 | National | 44.9726 | National | 13
DOM | Provincia San Pedro de Macoris | 327740 | 14.7952 | 26.2455 | 542.5348 | National | 44.9726 | National | 17
DOM | Provincia Sanchez Ramirez | 163326 | 14.7952 | 26.2455 | 542.5348 | National | 44.9726 | National | 9
DOM | Provincia Santiago | 1123225 | 14.7952 | 26.2455 | 542.5348 | National | 44.9726 | National | 60
DOM | Provincia Santiago Rodriguez | 61543 | 14.7952 | 26.2455 | 542.5348 | National | 44.9726 | National | 3
DOM | Provincia Santo Domingo | 3123031 | 14.7952 | 26.2455 | 542.5348 | National | 44.9726 | National | 166
DOM | Provincia Valverde | 189919 | 14.7952 | 26.2455 | 542.5348 | National | 44.9726 | National | 10
DZA | Adrar | 565668 | 0.6861 | 1.5829 | 22.2103 | National | 54.3257 | National | 60
DZA | Ain-Defla | 947901 | 0.6861 | 1.5829 | 22.2103 | National | 54.3257 | National | 100
DZA | Ain-Temouchent | 450058 | 0.6861 | 1.5829 | 22.2103 | National | 54.3257 | National | 47
DZA | Alger | 4486111 | 0.6861 | 1.5829 | 22.2103 | National | 54.3257 | National | 472
DZA | Annaba | 862076 | 0.6861 | 1.5829 | 22.2103 | National | 54.3257 | National | 91
DZA | Batna | 1538504 | 0.6861 | 1.5829 | 22.2103 | National | 54.3257 | National | 162
DZA | Bechar | 343849 | 0.6861 | 1.5829 | 22.2103 | National | 54.3257 | National | 36
DZA | Bejaia | 1027326 | 0.6861 | 1.5829 | 22.2103 | National | 54.3257 | National | 108
DZA | Biskra | 1037791 | 0.6861 | 1.5829 | 22.2103 | National | 54.3257 | National | 109
DZA | Blida | 1456268 | 0.6861 | 1.5829 | 22.2103 | National | 54.3257 | National | 153
DZA | Bordj Bou Arrer | 766042 | 0.6861 | 1.5829 | 22.2103 | National | 54.3257 | National | 81
DZA | Bouira | 815359 | 0.6861 | 1.5829 | 22.2103 | National | 54.3257 | National | 86
DZA | Boumerdes | 1105442 | 0.6861 | 1.5829 | 22.2103 | National | 54.3257 | National | 116
DZA | Chlef | 1244690 | 0.6861 | 1.5829 | 22.2103 | National | 54.3257 | National | 131
DZA | Constantine | 1288843 | 0.6861 | 1.5829 | 22.2103 | National | 54.3257 | National | 136
DZA | Djelfa | 1731332 | 0.6861 | 1.5829 | 22.2103 | National | 54.3257 | National | 182
DZA | El Bayadh | 347875 | 0.6861 | 1.5829 | 22.2103 | National | 54.3257 | National | 37
DZA | El Oued | 904869 | 0.6861 | 1.5829 | 22.2103 | National | 54.3257 | National | 95
DZA | El-Tarf | 502956 | 0.6861 | 1.5829 | 22.2103 | National | 54.3257 | National | 53
DZA | Ghardaia | 477347 | 0.6861 | 1.5829 | 22.2103 | National | 54.3257 | National | 50
DZA | Guelma | 577763 | 0.6861 | 1.5829 | 22.2103 | National | 54.3257 | National | 61
DZA | Illizi | 91193 | 0.6861 | 1.5829 | 22.2103 | National | 54.3257 | National | 10
DZA | Jijel | 749749 | 0.6861 | 1.5829 | 22.2103 | National | 54.3257 | National | 79
DZA | Khenchela | 489809 | 0.6861 | 1.5829 | 22.2103 | National | 54.3257 | National | 52
DZA | Laghouat | 763293 | 0.6861 | 1.5829 | 22.2103 | National | 54.3257 | National | 80
DZA | Mascara | 968859 | 0.6861 | 1.5829 | 22.2103 | National | 54.3257 | National | 102
DZA | Medea | 904577 | 0.6861 | 1.5829 | 22.2103 | National | 54.3257 | National | 95
DZA | Mila | 927611 | 0.6861 | 1.5829 | 22.2103 | National | 54.3257 | National | 98
DZA | Mostaganem | 916730 | 0.6861 | 1.5829 | 22.2103 | National | 54.3257 | National | 96
DZA | M'Sila | 1338965 | 0.6861 | 1.5829 | 22.2103 | National | 54.3257 | National | 141
DZA | Naama | 365636 | 0.6861 | 1.5829 | 22.2103 | National | 54.3257 | National | 38
DZA | Oran | 2263295 | 0.6861 | 1.5829 | 22.2103 | National | 54.3257 | National | 238
DZA | Ouargla | 801649 | 0.6861 | 1.5829 | 22.2103 | National | 54.3257 | National | 84
DZA | Oum El Bouaghi | 802018 | 0.6861 | 1.5829 | 22.2103 | National | 54.3257 | National | 84
DZA | Relizane | 877602 | 0.6861 | 1.5829 | 22.2103 | National | 54.3257 | National | 92
DZA | Saida | 423985 | 0.6861 | 1.5829 | 22.2103 | National | 54.3257 | National | 45
DZA | Setif | 1819319 | 0.6861 | 1.5829 | 22.2103 | National | 54.3257 | National | 191
DZA | Sidi Bel Abbes | 747808 | 0.6861 | 1.5829 | 22.2103 | National | 54.3257 | National | 79
DZA | Skikda | 1104080 | 0.6861 | 1.5829 | 22.2103 | National | 54.3257 | National | 116
DZA | Souk-Ahras | 576608 | 0.6861 | 1.5829 | 22.2103 | National | 54.3257 | National | 61
DZA | Tamanrasset | 248473 | 0.6861 | 1.5829 | 22.2103 | National | 54.3257 | National | 26
DZA | Tebessa | 825737 | 0.6861 | 1.5829 | 22.2103 | National | 54.3257 | National | 87
DZA | Tiaret | 1184173 | 0.6861 | 1.5829 | 22.2103 | National | 54.3257 | National | 125
DZA | Tindouf | 103192 | 0.6861 | 1.5829 | 22.2103 | National | 54.3257 | National | 11
DZA | Tipaza | 732593 | 0.6861 | 1.5829 | 22.2103 | National | 54.3257 | National | 77
DZA | Tissemsilt | 673074 | 0.6861 | 1.5829 | 22.2103 | National | 54.3257 | National | 71
DZA | Tizi Ouzou | 1195761 | 0.6861 | 1.5829 | 22.2103 | National | 54.3257 | National | 126
DZA | Tlemcen | 1137278 | 0.6861 | 1.5829 | 22.2103 | National | 54.3257 | National | 120
ECU | Azuay | 906080 | 3.8631 | 20.5031 | 227.3039 | National | 47.7589 | National | 137
ECU | Bolivar | 215810 | 3.8631 | 20.5031 | 227.3039 | National | 47.7589 | National | 33
ECU | Canar | 289280 | 3.8631 | 20.5031 | 227.3039 | National | 47.7589 | National | 44
ECU | Carchi | 192100 | 3.8631 | 20.5031 | 227.3039 | National | 47.7589 | National | 29
ECU | Chimborazo | 538677 | 3.8631 | 20.5031 | 227.3039 | National | 47.7589 | National | 82
ECU | Cotopaxi | 502400 | 3.8631 | 20.5031 | 227.3039 | National | 47.7589 | National | 76
ECU | El Oro | 735799 | 3.8631 | 20.5031 | 227.3039 | National | 47.7589 | National | 111
ECU | Esmeraldas | 661679 | 3.8631 | 20.5031 | 227.3039 | National | 47.7589 | National | 100
ECU | Galapagos | 33967 | 3.8631 | 20.5031 | 227.3039 | National | 47.7589 | National | 5
ECU | Guayas and Santa Elena | 4922712 | 3.8631 | 20.5031 | 227.3039 | National | 47.7589 | National | 745
ECU | Imbabura and Zona No Delimitada | 532674 | 3.8631 | 20.5031 | 227.3039 | National | 47.7589 | National | 81
ECU | Loja | 535750 | 3.8631 | 20.5031 | 227.3039 | National | 47.7589 | National | 81
ECU | Los Rios | 947575 | 3.8631 | 20.5031 | 227.3039 | National | 47.7589 | National | 143
ECU | Manabi | 1605819 | 3.8631 | 20.5031 | 227.3039 | National | 47.7589 | National | 243
ECU | Morona Santiago | 202042 | 3.8631 | 20.5031 | 227.3039 | National | 47.7589 | National | 31
ECU | Napo | 137450 | 3.8631 | 20.5031 | 227.3039 | National | 47.7589 | National | 21
ECU | Orellana | 165857 | 3.8631 | 20.5031 | 227.3039 | National | 47.7589 | National | 25
ECU | Pastaza | 117400 | 3.8631 | 20.5031 | 227.3039 | National | 47.7589 | National | 18
ECU | Pichincha and Santo Domingo de los Tsachilas | 3790055 | 3.8631 | 20.5031 | 227.3039 | National | 47.7589 | National | 574
ECU | Sucumbios | 236955 | 3.8631 | 20.5031 | 227.3039 | National | 47.7589 | National | 36
ECU | Tungurahua | 607144 | 3.8631 | 20.5031 | 227.3039 | National | 47.7589 | National | 92
ECU | Zamora Chinchipe | 123788 | 3.8631 | 20.5031 | 227.3039 | National | 47.7589 | National | 19
EGY | Alexandria | 5972738 | 0.11698 | 0.47736 | 4.1868 | National | 10.0675 | National | 47
EGY | Assiut | 5278677 | 0.11698 | 0.47736 | 4.1868 | National | 10.0675 | National | 42
EGY | Aswan | 1760782 | 0.11698 | 0.47736 | 4.1868 | National | 10.0675 | National | 14
EGY | Behera | 7177023 | 0.11698 | 0.47736 | 4.1868 | National | 10.0675 | National | 57
EGY | Beni Suef | 3542170 | 0.11698 | 0.47736 | 4.1868 | National | 10.0675 | National | 28
EGY | Cairo | 9873612 | 0.11698 | 0.47736 | 4.1868 | National | 10.0675 | National | 78
EGY | Dakahlia | 7417259 | 0.11698 | 0.47736 | 4.1868 | National | 10.0675 | National | 59
EGY | Damietta | 1685350 | 0.11698 | 0.47736 | 4.1868 | National | 10.0675 | National | 13
EGY | Fayoum | 3999400 | 0.11698 | 0.47736 | 4.1868 | National | 10.0675 | National | 32
EGY | Gharbia | 5866968 | 0.11698 | 0.47736 | 4.1868 | National | 10.0675 | National | 46
EGY | Giza | 11211906 | 0.11698 | 0.47736 | 4.1868 | National | 10.0675 | National | 89
EGY | Ismailia | 1460237 | 0.11698 | 0.47736 | 4.1868 | National | 10.0675 | National | 12
EGY | Kafr El-Shikh | 3958642 | 0.11698 | 0.47736 | 4.1868 | National | 10.0675 | National | 31
EGY | Kalyoubia | 6374433 | 0.11698 | 0.47736 | 4.1868 | National | 10.0675 | National | 50
EGY | Luxor | 3787387 | 0.11698 | 0.47736 | 4.1868 | National | 10.0675 | National | 30
EGY | Matrouh | 573675 | 0.11698 | 0.47736 | 4.1868 | National | 10.0675 | National | 5
EGY | Menia | 6376328 | 0.11698 | 0.47736 | 4.1868 | National | 10.0675 | National | 50
EGY | Menoufia | 4902363 | 0.11698 | 0.47736 | 4.1868 | National | 10.0675 | National | 39
EGY | New Valley | 277562 | 0.11698 | 0.47736 | 4.1868 | National | 10.0675 | National | 2
EGY | North Sinai | 535662 | 0.11698 | 0.47736 | 4.1868 | National | 10.0675 | National | 4
EGY | Port Said | 823220 | 0.11698 | 0.47736 | 4.1868 | National | 10.0675 | National | 7
EGY | Qena | 2951156 | 0.11698 | 0.47736 | 4.1868 | National | 10.0675 | National | 23
EGY | Red Sea | 415641 | 0.11698 | 0.47736 | 4.1868 | National | 10.0675 | National | 3
EGY | Sharkia | 8098504 | 0.11698 | 0.47736 | 4.1868 | National | 10.0675 | National | 64
EGY | South Sinai | 198024 | 0.11698 | 0.47736 | 4.1868 | National | 10.0675 | National | 2
EGY | Suez | 790289 | 0.11698 | 0.47736 | 4.1868 | National | 10.0675 | National | 6
EGY | Suhag | 5681098 | 0.11698 | 0.47736 | 4.1868 | National | 10.0675 | National | 45
ERI | Anseba | 514512 | 20.6641 | 30.3245 | 715.9561 | National | 74.5792 | National | 3
ERI | Debub | 823118 | 20.6641 | 30.3245 | 715.9561 | National | 74.5792 | National | 5
ERI | Debubawi Keih Bahri | 87953 | 20.6641 | 30.3245 | 715.9561 | National | 74.5792 | National | 1
ERI | Gash Barka | 788719 | 20.6641 | 30.3245 | 715.9561 | National | 74.5792 | National | 5
ERI | Maekel | 539423 | 20.6641 | 30.3245 | 715.9561 | National | 74.5792 | National | 3
ERI | Semienawi Keih Bahri | 930306 | 20.6641 | 30.3245 | 715.9561 | National | 74.5792 | National | 6
ETH | Addis Ababa | 4545284 | 44.8386 | 10.0324 | 2391.5997 | Subnational | 118.8863 | National | 23
ETH | Afar | 2396687 | 44.8386 | 11.1821 | 391.1232 | Subnational | 118.8863 | National | 12
ETH | Amhara | 27135045 | 44.8386 | 7.6064 | 596.3543 | Subnational | 118.8863 | National | 140
ETH | Benishangul Gumz | 1430786 | 44.8386 | 8.8063 | 405.0221 | Subnational | 118.8863 | National | 7
ETH | Dire Dawa | 627475 | 44.8386 | 23.2679 | 1501.4144 | Subnational | 118.8863 | National | 3
ETH | Gambela | 592552 | 44.8386 | 41.0091 | 1892.8297 | Subnational | 118.8863 | National | 3
ETH | Harari | 325181 | 44.8386 | 18.4513 | 1642.1624 | Subnational | 118.8863 | National | 2
ETH | Oromia | 46989288 | 44.8386 | 5.4651 | 306.1719 | Subnational | 118.8863 | National | 242
ETH | SNNP (Incl. South West Ethiopia and Sidama | 24920250 | 44.8386 | 7.9333 | 255.9966 | Subnational | 118.8863 | National | 128
ETH | Somali | 7613207 | 44.8386 | 2.627 | 66.7262 | Subnational | 118.8863 | National | 39
ETH | Tigray | 6804186 | 44.8386 | 6.0845 | 682.7562 | Subnational | 118.8863 | National | 35
FJI | Central | 397470 | 1.8509 | 4.6817 | 51.3901 | National | 65.9738 | National | 21
FJI | Eastern | 39558 | 1.8509 | 4.6817 | 51.3901 | National | 65.9738 | National | 2
FJI | Northern | 138605 | 1.8509 | 4.6817 | 51.3901 | National | 65.9738 | National | 7
FJI | Western | 354135 | 1.8509 | 4.6817 | 51.3901 | National | 65.9738 | National | 19
FSM | Chuuk | 54010 | 26.0372 | 82.6008 | 807.154 | National | 79.5538 | National | 3
FSM | Kosrae | 7344 | 26.0372 | 82.6008 | 807.154 | National | 79.5538 | National | 0
FSM | Pohnpei | 40177 | 26.0372 | 82.6008 | 807.154 | National | 79.5538 | National | 2
FSM | Yap | 12629 | 26.0372 | 82.6008 | 807.154 | National | 79.5538 | National | 1
GAB | Estuaire | 914146 | 158.4191 | 35.0053 | 1889.1949 | Subnational | 512.5623 | National | 92
GAB | Haut-Ogooue | 641186 | 158.4191 | 55.834 | 1336.4297 | Subnational | 512.5623 | National | 64
GAB | Moyen-Ogooue | 82018 | 158.4191 | 60.9622 | 2361.6767 | Subnational | 512.5623 | National | 8
GAB | Ngounie | 117631 | 158.4191 | 66.3091 | 2110.8381 | Subnational | 512.5623 | National | 12
GAB | Nyanga | 53827 | 158.4191 | 68.7387 | 1854.0881 | Subnational | 512.5623 | National | 5
GAB | Ogooue-Ivindo | 75065 | 158.4191 | 43.9619 | 1330.8466 | Subnational | 512.5623 | National | 8
GAB | Ogooue-Lolo | 93563 | 158.4191 | 45.9583 | 1457.8412 | Subnational | 512.5623 | National | 9
GAB | Ogooue-Maritime | 153140 | 158.4191 | 54.8518 | 2207.7837 | Subnational | 512.5623 | National | 15
GAB | Woleu-Ntem | 258417 | 158.4191 | 100.2256 | 2662.7505 | Subnational | 512.5623 | National | 26
GEO | Autonomous Republic of Abkhazia | 278942 | 0.9677 | 7.2309 | 121.2582 | National | 63.8641 | National | 49
GEO | Autonomous Republic of Adjara | 327026 | 0.9677 | 7.2309 | 121.2582 | National | 63.8641 | National | 58
GEO | Guria | 102157 | 0.9677 | 7.2309 | 121.2582 | National | 63.8641 | National | 18
GEO | Imereti | 465809 | 0.9677 | 7.2309 | 121.2582 | National | 63.8641 | National | 82
GEO | Kakheti | 273962 | 0.9677 | 7.2309 | 121.2582 | National | 63.8641 | National | 49
GEO | Kvemo Kartli | 440015 | 0.9677 | 7.2309 | 121.2582 | National | 63.8641 | National | 78
GEO | Mtskheta-Mtianeti | 59647 | 0.9677 | 7.2309 | 121.2582 | National | 63.8641 | National | 11
GEO | Racha-Lechkhumi and Kvemo Svaneti | 24683 | 0.9677 | 7.2309 | 121.2582 | National | 63.8641 | National | 4
GEO | Samegrelo-Zemo Svaneti | 284568 | 0.9677 | 7.2309 | 121.2582 | National | 63.8641 | National | 50
GEO | Samtskhe-Javakheti | 142050 | 0.9677 | 7.2309 | 121.2582 | National | 63.8641 | National | 25
GEO | Shida Kartli | 238843 | 0.9677 | 7.2309 | 121.2582 | National | 63.8641 | National | 42
GEO | Tbilisi | 1106683 | 0.9677 | 7.2309 | 121.2582 | National | 63.8641 | National | 196
GHA | Ahafo | 594769 | 55.8684 | 43.7145 | 1087.3129 | Subnational | 120.4482 | National | 15
GHA | Ashanti | 6955693 | 55.8684 | 38.2996 | 934.3138 | Subnational | 120.4482 | National | 178
GHA | Bono | 1155529 | 55.8684 | 68.4535 | 1760.3193 | Subnational | 120.4482 | National | 30
GHA | Bono East | 1194082 | 55.8684 | 43.3806 | 1139.4527 | Subnational | 120.4482 | National | 30
GHA | Central | 3146056 | 55.8684 | 23.0765 | 530.3148 | Subnational | 120.4482 | National | 80
GHA | Eastern | 3287318 | 55.8684 | 55.6076 | 1442.1483 | Subnational | 120.4482 | National | 84
GHA | Greater Accra | 5449298 | 55.8684 | 50.8689 | 1320.5004 | Subnational | 120.4482 | National | 139
GHA | Northern | 2642022 | 55.8684 | 10.9386 | 238.2645 | Subnational | 120.4482 | National | 67
GHA | Northern East | 489616 | 55.8684 | 17.9733 | 373.9665 | Subnational | 120.4482 | National | 13
GHA | Oti | 883541 | 55.8684 | 19.8067 | 479.2081 | Subnational | 120.4482 | National | 23
GHA | Savannah | 396291 | 55.8684 | 32.8042 | 736.5799 | Subnational | 120.4482 | National | 10
GHA | Upper East | 1164212 | 55.8684 | 33.7567 | 823.4754 | Subnational | 120.4482 | National | 30
GHA | Upper West | 1189964 | 55.8684 | 20.5889 | 507.8305 | Subnational | 120.4482 | National | 30
GHA | Volta | 1947457 | 55.8684 | 35.3281 | 893.935 | Subnational | 120.4482 | National | 50
GHA | Western | 2153981 | 55.8684 | 46.0543 | 1145.8783 | Subnational | 120.4482 | National | 55
GHA | Western North | 826030 | 55.8684 | 37.5289 | 877.0868 | Subnational | 120.4482 | National | 21
GIN | Boke | 1401594 | 77.7322 | 42.0949 | 773.6905 | Subnational | 177.3586 | National | 45
GIN | Conakry | 2175213 | 77.7322 | 66.6601 | 1921.6509 | Subnational | 177.3586 | National | 69
GIN | Faranah | 1192219 | 77.7322 | 29.2731 | 588.0631 | Subnational | 177.3586 | National | 38
GIN | Kankan | 2672681 | 77.7322 | 23.6467 | 482.7737 | Subnational | 177.3586 | National | 85
GIN | Kindia | 2170597 | 77.7322 | 37.9619 | 763.5227 | Subnational | 177.3586 | National | 69
GIN | Labe | 1333896 | 77.7322 | 26.2389 | 580.3301 | Subnational | 177.3586 | National | 42
GIN | Mamou | 930072 | 77.7322 | 14.8376 | 415.6667 | Subnational | 177.3586 | National | 30
GIN | Nzerekore | 1983069 | 77.7322 | 25.869 | 636.8412 | Subnational | 177.3586 | National | 63
GMB | Banjul and Kanifing | 582938 | 78.4014 | 13.7236 | 184.4107 | Subnational | 256.8706 | Subnational | 20
GMB | Central River | 318444 | 78.4014 | 61.5493 | 876.7633 | Subnational | 56.6935 | Subnational | 11
GMB | Lower River | 115678 | 78.4014 | 79.5311 | 1211.1205 | Subnational | 121.9696 | Subnational | 4
GMB | North Bank | 317340 | 78.4014 | 25.5247 | 383.8155 | Subnational | 110.435 | Subnational | 11
GMB | Upper River | 343070 | 78.4014 | 41.391 | 602.7924 | Subnational | 72.5238 | Subnational | 12
GMB | West Coast | 1028517 | 78.4014 | 98.4913 | 1591.5148 | Subnational | 153.5532 | Subnational | 36
GNB | Bafata | 359878 | 106.0668 | 126.9875 | 3129.6717 | Subnational | 359.0976 | National | 6
GNB | Biombo | 184774 | 106.0668 | 4.8708 | 129.8884 | Subnational | 359.0976 | National | 3
GNB | Bissau | 148760 | 106.0668 | 624.4958 | 14727.7494 | Subnational | 359.0976 | National | 3
GNB | Bolama/Bijagos | 55792 | 106.0668 | 1.7924 | 41.2245 | Subnational | 359.0976 | National | 1
GNB | Cacheu | 314305 | 106.0668 | 1.909 | 57.5874 | Subnational | 359.0976 | National | 6
GNB | Gabu | 392645 | 106.0668 | 1.0187 | 30.0526 | Subnational | 359.0976 | National | 7
GNB | Oio | 385745 | 106.0668 | 18.9244 | 412.4486 | Subnational | 359.0976 | National | 7
GNB | Quinara | 108194 | 106.0668 | 15.7125 | 370.6305 | Subnational | 359.0976 | National | 2
GNB | Tombali | 155470 | 106.0668 | 1.2864 | 42.4519 | Subnational | 359.0976 | National | 3
GNQ | Annobon | 6819 | 366.5091 | 525.4885 | 4596.1092 | National | 275.3193 | National | 0
GNQ | Bioko Norte | 421630 | 366.5091 | 213.2201 | 3289.6141 | Subnational | 275.3193 | National | 4
GNQ | Bioko Sur | 47265 | 366.5091 | 107.9023 | 2530.4136 | Subnational | 275.3193 | National | 0
GNQ | Centro Sur | 185317 | 366.5091 | 256.8572 | 3344.5394 | Subnational | 275.3193 | National | 2
GNQ | Kie-Ntem | 242979 | 366.5091 | 238.2922 | 3354.6109 | Subnational | 275.3193 | National | 2
GNQ | Litoral | 505021 | 366.5091 | 361.1731 | 5141.5684 | Subnational | 275.3193 | National | 5
GNQ | Wele-Nzas | 265873 | 366.5091 | 244.1015 | 3269.23 | Subnational | 275.3193 | National | 3
GRD | Carriacou | 6695 | 4.0742 | 16.2967 | 203.7091 | National | 3.21 | National | 1
GRD | Saint Andrew | 31420 | 4.0742 | 16.2967 | 203.7091 | National | 3.21 | National | 5
GRD | Saint David | 15285 | 4.0742 | 16.2967 | 203.7091 | National | 3.21 | National | 3
GRD | Saint George | 44456 | 4.0742 | 16.2967 | 203.7091 | National | 3.21 | National | 7
GRD | Saint John | 9986 | 4.0742 | 16.2967 | 203.7091 | National | 3.21 | National | 2
GRD | Saint Mark | 5163 | 4.0742 | 16.2967 | 203.7091 | National | 3.21 | National | 1
GRD | Saint Patrick | 12432 | 4.0742 | 16.2967 | 203.7091 | National | 3.21 | National | 2
GTM | Alta Verapaz | 1419928 | 3.6979 | 11.8827 | 176.8908 | National | 27.2596 | National | 54
GTM | Baja Verapaz | 348634 | 3.6979 | 11.8827 | 176.8908 | National | 27.2596 | National | 13
GTM | Chimaltenango | 780475 | 3.6979 | 11.8827 | 176.8908 | National | 27.2596 | National | 30
GTM | Chiquimula | 466146 | 3.6979 | 11.8827 | 176.8908 | National | 27.2596 | National | 18
GTM | El Progreso | 201152 | 3.6979 | 11.8827 | 176.8908 | National | 27.2596 | National | 8
GTM | Escuintla | 835938 | 3.6979 | 11.8827 | 176.8908 | National | 27.2596 | National | 32
GTM | Guatemala | 3700034 | 3.6979 | 11.8827 | 176.8908 | National | 27.2596 | National | 140
GTM | Huehuetenango | 1466783 | 3.6979 | 11.8827 | 176.8908 | National | 27.2596 | National | 56
GTM | Izabal | 465005 | 3.6979 | 11.8827 | 176.8908 | National | 27.2596 | National | 18
GTM | Jalapa | 418877 | 3.6979 | 11.8827 | 176.8908 | National | 27.2596 | National | 16
GTM | Jutiapa | 573730 | 3.6979 | 11.8827 | 176.8908 | National | 27.2596 | National | 22
GTM | Peten | 648981 | 3.6979 | 11.8827 | 176.8908 | National | 27.2596 | National | 25
GTM | Quetzaltenango | 949060 | 3.6979 | 11.8827 | 176.8908 | National | 27.2596 | National | 36
GTM | Quiche | 1131637 | 3.6979 | 11.8827 | 176.8908 | National | 27.2596 | National | 43
GTM | Retalhuleu | 392320 | 3.6979 | 11.8827 | 176.8908 | National | 27.2596 | National | 15
GTM | Sacatepequez | 413623 | 3.6979 | 11.8827 | 176.8908 | National | 27.2596 | National | 16
GTM | San Marcos | 1239974 | 3.6979 | 11.8827 | 176.8908 | National | 27.2596 | National | 47
GTM | Santa Rosa | 464377 | 3.6979 | 11.8827 | 176.8908 | National | 27.2596 | National | 18
GTM | Solola | 494585 | 3.6979 | 11.8827 | 176.8908 | National | 27.2596 | National | 19
GTM | Suchitepequez | 636819 | 3.6979 | 11.8827 | 176.8908 | National | 27.2596 | National | 24
GTM | Totonicapan | 514965 | 3.6979 | 11.8827 | 176.8908 | National | 27.2596 | National | 20
GTM | Zacapa | 280858 | 3.6979 | 11.8827 | 176.8908 | National | 27.2596 | National | 11
GUY | Barima-Waini | 31879 | 38.5601 | 78.7477 | 1176.0832 | National | 83.2746 | National | 4
GUY | Cuyuni-Mazaruni | 19721 | 38.5601 | 78.7477 | 1176.0832 | National | 83.2746 | National | 3
GUY | Demerara-Mahaica | 350261 | 38.5601 | 78.7477 | 1176.0832 | National | 83.2746 | National | 46
GUY | East Berbice-Corentyne | 100297 | 38.5601 | 78.7477 | 1176.0832 | National | 83.2746 | National | 13
GUY | Essequibo Islands-West Demerara | 129583 | 38.5601 | 78.7477 | 1176.0832 | National | 83.2746 | National | 17
GUY | Mahaica Berbice | 48655 | 38.5601 | 78.7477 | 1176.0832 | National | 83.2746 | National | 6
GUY | Pomeroon-Supenaam | 45462 | 38.5601 | 78.7477 | 1176.0832 | National | 83.2746 | National | 6
GUY | Potaro-Siparuni | 12513 | 38.5601 | 78.7477 | 1176.0832 | National | 83.2746 | National | 2
GUY | Upper Demerara-Berbice | 39808 | 38.5601 | 78.7477 | 1176.0832 | National | 83.2746 | National | 5
GUY | Upper Takutu-Upper Essequibo | 30546 | 38.5601 | 78.7477 | 1176.0832 | National | 83.2746 | National | 4
HND | Atlantida | 544419 | 2.1589 | 5.6031 | 92.9125 | National | 33.0793 | National | 20
HND | Choluteca | 528402 | 2.1589 | 5.6031 | 92.9125 | National | 33.0793 | National | 20
HND | Colon | 386361 | 2.1589 | 5.6031 | 92.9125 | National | 33.0793 | National | 14
HND | Comayagua | 633600 | 2.1589 | 5.6031 | 92.9125 | National | 33.0793 | National | 23
HND | Copan | 461880 | 2.1589 | 5.6031 | 92.9125 | National | 33.0793 | National | 17
HND | Cortes | 2013968 | 2.1589 | 5.6031 | 92.9125 | National | 33.0793 | National | 75
HND | El Paraiso | 554835 | 2.1589 | 5.6031 | 92.9125 | National | 33.0793 | National | 21
HND | Francisco Morazan | 1874450 | 2.1589 | 5.6031 | 92.9125 | National | 33.0793 | National | 69
HND | Gracias a Dios | 117678 | 2.1589 | 5.6031 | 92.9125 | National | 33.0793 | National | 4
HND | Intibuca | 298251 | 2.1589 | 5.6031 | 92.9125 | National | 33.0793 | National | 11
HND | Islas de La Bahia | 85473 | 2.1589 | 5.6031 | 92.9125 | National | 33.0793 | National | 3
HND | La Paz | 252089 | 2.1589 | 5.6031 | 92.9125 | National | 33.0793 | National | 9
HND | Lempira | 408865 | 2.1589 | 5.6031 | 92.9125 | National | 33.0793 | National | 15
HND | Ocotepeque | 186155 | 2.1589 | 5.6031 | 92.9125 | National | 33.0793 | National | 7
HND | Olancho | 646678 | 2.1589 | 5.6031 | 92.9125 | National | 33.0793 | National | 24
HND | Santa Barbara | 525246 | 2.1589 | 5.6031 | 92.9125 | National | 33.0793 | National | 19
HND | Valle | 211075 | 2.1589 | 5.6031 | 92.9125 | National | 33.0793 | National | 8
HND | Yoro | 703434 | 2.1589 | 5.6031 | 92.9125 | National | 33.0793 | National | 26
HTI | Artibonite | 1820693 | 56.772 | 44.5984 | 1567.7547 | Subnational | 157.2386 | National | 247
HTI | Centre | 743935 | 56.772 | 26.3464 | 916.0747 | Subnational | 157.2386 | National | 101
HTI | Grande'Anse (Incl. Nippes | 852494 | 56.772 | 30.0295 | 1099.2453 | Subnational | 157.2386 | National | 116
HTI | North | 1076553 | 56.772 | 39.5707 | 1616.9199 | Subnational | 157.2386 | National | 146
HTI | North-East | 366003 | 56.772 | 34.6992 | 1451.3542 | Subnational | 157.2386 | National | 50
HTI | North-West | 790296 | 56.772 | 29.8622 | 974.445 | Subnational | 157.2386 | National | 107
HTI | South | 700257 | 56.772 | 44.6979 | 1597.4135 | Subnational | 157.2386 | National | 95
HTI | South-East | 595638 | 56.772 | 36.0957 | 1052.1491 | Subnational | 157.2386 | National | 81
HTI | West | 4639132 | 56.772 | 22.0731 | 1140.4504 | Subnational | 157.2386 | National | 629
IDN | Aceh | 5563155 | 2.4367 | 5.1952 | 107.5048 | National | 353.9685 | National | 200
IDN | Bali | 4510995 | 2.4367 | 5.1952 | 107.5048 | National | 353.9685 | National | 162
IDN | Banten | 13177353 | 2.4367 | 5.1952 | 107.5048 | National | 353.9685 | National | 474
IDN | Bengkulu | 2054068 | 2.4367 | 5.1952 | 107.5048 | National | 353.9685 | National | 74
IDN | Daerah Istimewa Yogyakarta | 4004927 | 2.4367 | 5.1952 | 107.5048 | National | 353.9685 | National | 144
IDN | Dki Jakarta | 10807786 | 2.4367 | 5.1952 | 107.5048 | National | 353.9685 | National | 389
IDN | Gorontalo | 1213139 | 2.4367 | 5.1952 | 107.5048 | National | 353.9685 | National | 44
IDN | Jambi | 3697884 | 2.4367 | 5.1952 | 107.5048 | National | 353.9685 | National | 133
IDN | Jawa Barat | 50653130 | 2.4367 | 5.1952 | 107.5048 | National | 353.9685 | National | 1823
IDN | Jawa Tengah | 35498583 | 2.4367 | 5.1952 | 107.5048 | National | 353.9685 | National | 1278
IDN | Jawa Timur | 40840564 | 2.4367 | 5.1952 | 107.5048 | National | 353.9685 | National | 1470
IDN | Kalimantan Barat | 5232545 | 2.4367 | 5.1952 | 107.5048 | National | 353.9685 | National | 188
IDN | Kalimantan Selatan | 4374961 | 2.4367 | 5.1952 | 107.5048 | National | 353.9685 | National | 157
IDN | Kalimantan Tengah | 2770232 | 2.4367 | 5.1952 | 107.5048 | National | 353.9685 | National | 100
IDN | Kalimantan Timur | 3748704 | 2.4367 | 5.1952 | 107.5048 | National | 353.9685 | National | 135
IDN | Kalimantan Utara | 743348 | 2.4367 | 5.1952 | 107.5048 | National | 353.9685 | National | 27
IDN | Kepulauan Bangka Belitung | 1501960 | 2.4367 | 5.1952 | 107.5048 | National | 353.9685 | National | 54
IDN | Kepulauan Riau | 2364689 | 2.4367 | 5.1952 | 107.5048 | National | 353.9685 | National | 85
IDN | Lampung | 8732120 | 2.4367 | 5.1952 | 107.5048 | National | 353.9685 | National | 314
IDN | Maluku | 1856708 | 2.4367 | 5.1952 | 107.5048 | National | 353.9685 | National | 67
IDN | Maluku Utara | 1283251 | 2.4367 | 5.1952 | 107.5048 | National | 353.9685 | National | 46
IDN | Nusa Tenggara Barat | 5349261 | 2.4367 | 5.1952 | 107.5048 | National | 353.9685 | National | 193
IDN | Nusa Tenggara Timur | 5644714 | 2.4367 | 5.1952 | 107.5048 | National | 353.9685 | National | 203
IDN | Papua | 3905101 | 2.4367 | 5.1952 | 107.5048 | National | 353.9685 | National | 141
IDN | Papua Barat | 1121615 | 2.4367 | 5.1952 | 107.5048 | National | 353.9685 | National | 40
IDN | Riau | 7118727 | 2.4367 | 5.1952 | 107.5048 | National | 353.9685 | National | 256
IDN | Sulawesi Barat | 1410796 | 2.4367 | 5.1952 | 107.5048 | National | 353.9685 | National | 51
IDN | Sulawesi Selatan | 9087854 | 2.4367 | 5.1952 | 107.5048 | National | 353.9685 | National | 327
IDN | Sulawesi Tengah | 3160037 | 2.4367 | 5.1952 | 107.5048 | National | 353.9685 | National | 114
IDN | Sulawesi Tenggara | 2796145 | 2.4367 | 5.1952 | 107.5048 | National | 353.9685 | National | 101
IDN | Sulawesi Utara | 2572560 | 2.4367 | 5.1952 | 107.5048 | National | 353.9685 | National | 93
IDN | Sumatera Barat | 5674177 | 2.4367 | 5.1952 | 107.5048 | National | 353.9685 | National | 204
IDN | Sumatera Selatan | 8813595 | 2.4367 | 5.1952 | 107.5048 | National | 353.9685 | National | 317
IDN | Sumatera Utara | 15230919 | 2.4367 | 5.1952 | 107.5048 | National | 353.9685 | National | 548
IND | Andaman & Nicobar Islands | 412270 | 2.7994 | 5.3221 | 132.3532 | National | 209.582 | National | 22
IND | Andhra Pradesh | 54656846 | 2.7994 | 5.3221 | 132.3532 | National | 209.582 | National | 2935
IND | Arunachal Pradesh | 660895 | 2.7994 | 5.3221 | 132.3532 | National | 209.582 | National | 35
IND | Assam | 36509245 | 2.7994 | 5.3221 | 132.3532 | National | 209.582 | National | 1961
IND | Bihar | 130356089 | 2.7994 | 5.3221 | 132.3532 | National | 209.582 | National | 7001
IND | Chandigarh | 733941 | 2.7994 | 5.3221 | 132.3532 | National | 209.582 | National | 39
IND | Chhattisgarh | 30682633 | 2.7994 | 5.3221 | 132.3532 | National | 209.582 | National | 1648
IND | Dadra & Nagar Haveli | 597165 | 2.7994 | 5.3221 | 132.3532 | National | 209.582 | National | 32
IND | Daman & Diu | 308836 | 2.7994 | 5.3221 | 132.3532 | National | 209.582 | National | 17
IND | Delhi | 20065981 | 2.7994 | 5.3221 | 132.3532 | National | 209.582 | National | 1078
IND | Goa | 1604661 | 2.7994 | 5.3221 | 132.3532 | National | 209.582 | National | 86
IND | Gujarat | 72616479 | 2.7994 | 5.3221 | 132.3532 | National | 209.582 | National | 3900
IND | Haryana | 30574168 | 2.7994 | 5.3221 | 132.3532 | National | 209.582 | National | 1642
IND | Himachal Pradesh | 7862271 | 2.7994 | 5.3221 | 132.3532 | National | 209.582 | National | 422
IND | Jharkhand | 40793749 | 2.7994 | 5.3221 | 132.3532 | National | 209.582 | National | 2191
IND | Karnataka | 71453113 | 2.7994 | 5.3221 | 132.3532 | National | 209.582 | National | 3837
IND | Kerala | 35523898 | 2.7994 | 5.3221 | 132.3532 | National | 209.582 | National | 1908
IND | Lakshadweep | 68096 | 2.7994 | 5.3221 | 132.3532 | National | 209.582 | National | 4
IND | Madhya Pradesh | 87417785 | 2.7994 | 5.3221 | 132.3532 | National | 209.582 | National | 4695
IND | Maharashtra | 131400679 | 2.7994 | 5.3221 | 132.3532 | National | 209.582 | National | 7057
IND | Manipur | 3630193 | 2.7994 | 5.3221 | 132.3532 | National | 209.582 | National | 195
IND | Meghalaya | 3792668 | 2.7994 | 5.3221 | 132.3532 | National | 209.582 | National | 204
IND | Mizoram | 1388989 | 2.7994 | 5.3221 | 132.3532 | National | 209.582 | National | 75
IND | Nagaland | 2082314 | 2.7994 | 5.3221 | 132.3532 | National | 209.582 | National | 112
IND | Odisha | 48289888 | 2.7994 | 5.3221 | 132.3532 | National | 209.582 | National | 2593
IND | Puducherry | 1508558 | 2.7994 | 5.3221 | 132.3532 | National | 209.582 | National | 81
IND | Punjab | 32288568 | 2.7994 | 5.3221 | 132.3532 | National | 209.582 | National | 1734
IND | Rajasthan | 83436517 | 2.7994 | 5.3221 | 132.3532 | National | 209.582 | National | 4481
IND | Sikkim | 684846 | 2.7994 | 5.3221 | 132.3532 | National | 209.582 | National | 37
IND | Tamil Nadu | 84100912 | 2.7994 | 5.3221 | 132.3532 | National | 209.582 | National | 4517
IND | Telangana | 40734856 | 2.7994 | 5.3221 | 132.3532 | National | 209.582 | National | 2188
IND | Tripura | 4289808 | 2.7994 | 5.3221 | 132.3532 | National | 209.582 | National | 230
IND | Uttar Pradesh | 240596231 | 2.7994 | 5.3221 | 132.3532 | National | 209.582 | National | 12921
IND | Uttarakhand | 12157664 | 2.7994 | 5.3221 | 132.3532 | National | 209.582 | National | 653
IND | West Bengal | 103892362 | 2.7994 | 5.3221 | 132.3532 | National | 209.582 | National | 5579
IND_Bihar | Araria | 3373873.552 | 2.7994 | 5.3221 | 132.3532 | National | 209.582 | National | 119
IND_Bihar | Arwal | 841009.2948 | 2.7994 | 5.3221 | 132.3532 | National | 209.582 | National | 30
IND_Bihar | Aurangabad | 3048079.245 | 2.7994 | 5.3221 | 132.3532 | National | 209.582 | National | 108
IND_Bihar | Banka | 2441708.907 | 2.7994 | 5.3221 | 132.3532 | National | 209.582 | National | 86
IND_Bihar | Begusarai | 3564639.429 | 2.7994 | 5.3221 | 132.3532 | National | 209.582 | National | 126
IND_Bihar | Bhagalpur | 3645309.208 | 2.7994 | 5.3221 | 132.3532 | National | 209.582 | National | 129
IND_Bihar | Bhojpur | 3274079.426 | 2.7994 | 5.3221 | 132.3532 | National | 209.582 | National | 116
IND_Bihar | Buxar | 2047616.788 | 2.7994 | 5.3221 | 132.3532 | National | 209.582 | National | 73
IND_Bihar | Darbhanga | 4724849.049 | 2.7994 | 5.3221 | 132.3532 | National | 209.582 | National | 167
IND_Bihar | Gaya | 5269687.156 | 2.7994 | 5.3221 | 132.3532 | National | 209.582 | National | 187
IND_Bihar | Gopalganj | 3074405.973 | 2.7994 | 5.3221 | 132.3532 | National | 209.582 | National | 109
IND_Bihar | Jamui | 2112480.21 | 2.7994 | 5.3221 | 132.3532 | National | 209.582 | National | 75
IND_Bihar | Jehanabad | 1350371.899 | 2.7994 | 5.3221 | 132.3532 | National | 209.582 | National | 48
IND_Bihar | Kaimur (Bhabua) | 1951655.451 | 2.7994 | 5.3221 | 132.3532 | National | 209.582 | National | 69
IND_Bihar | Katihar | 3685224.699 | 2.7994 | 5.3221 | 132.3532 | National | 209.582 | National | 131
IND_Bihar | Khagaria | 2000257.717 | 2.7994 | 5.3221 | 132.3532 | National | 209.582 | National | 71
IND_Bihar | Kishanganj | 2028474.44 | 2.7994 | 5.3221 | 132.3532 | National | 209.582 | National | 72
IND_Bihar | Lakhisarai | 1201091.108 | 2.7994 | 5.3221 | 132.3532 | National | 209.582 | National | 43
IND_Bihar | Madhepura | 2402107.816 | 2.7994 | 5.3221 | 132.3532 | National | 209.582 | National | 85
IND_Bihar | Madhubani | 5384840.04 | 2.7994 | 5.3221 | 132.3532 | National | 209.582 | National | 191
IND_Bihar | Munger | 1641313.501 | 2.7994 | 5.3221 | 132.3532 | National | 209.582 | National | 58
IND_Bihar | Muzaffarpur | 5761258.609 | 2.7994 | 5.3221 | 132.3532 | National | 209.582 | National | 204
IND_Bihar | Nalanda | 3453174.135 | 2.7994 | 5.3221 | 132.3532 | National | 209.582 | National | 122
IND_Bihar | Nawada | 2662967.901 | 2.7994 | 5.3221 | 132.3532 | National | 209.582 | National | 94
IND_Bihar | Pashchim Champaran | 4722037.457 | 2.7994 | 5.3221 | 132.3532 | National | 209.582 | National | 167
IND_Bihar | Patna | 7006138.796 | 2.7994 | 5.3221 | 132.3532 | National | 209.582 | National | 248
IND_Bihar | Purba Champaran | 6119228.427 | 2.7994 | 5.3221 | 132.3532 | National | 209.582 | National | 217
IND_Bihar | Purnia | 3917532.062 | 2.7994 | 5.3221 | 132.3532 | National | 209.582 | National | 139
IND_Bihar | Rohtas | 3551891.864 | 2.7994 | 5.3221 | 132.3532 | National | 209.582 | National | 126
IND_Bihar | Saharsa | 2280786.948 | 2.7994 | 5.3221 | 132.3532 | National | 209.582 | National | 81
IND_Bihar | Samastipur | 5113865.183 | 2.7994 | 5.3221 | 132.3532 | National | 209.582 | National | 181
IND_Bihar | Saran | 4742221.402 | 2.7994 | 5.3221 | 132.3532 | National | 209.582 | National | 168
IND_Bihar | Sheikhpura | 763608.307 | 2.7994 | 5.3221 | 132.3532 | National | 209.582 | National | 27
IND_Bihar | Sheohar | 787493.0415 | 2.7994 | 5.3221 | 132.3532 | National | 209.582 | National | 28
IND_Bihar | Sitamarhi | 4108277.539 | 2.7994 | 5.3221 | 132.3532 | National | 209.582 | National | 145
IND_Bihar | Siwan | 3996545.846 | 2.7994 | 5.3221 | 132.3532 | National | 209.582 | National | 142
IND_Bihar | Supaul | 2674883.868 | 2.7994 | 5.3221 | 132.3532 | National | 209.582 | National | 95
IND_Bihar | Vaishali | 4194013.704 | 2.7994 | 5.3221 | 132.3532 | National | 209.582 | National | 149
IND_Karnataka | Bagalkot | 2080681.227 | 2.7994 | 5.3221 | 132.3532 | National | 209.582 | National | 331
IND_Karnataka | Bangalore | 10593654.9 | 2.7994 | 5.3221 | 132.3532 | National | 209.582 | National | 1686
IND_Karnataka | Bangalore Rural | 1091039.927 | 2.7994 | 5.3221 | 132.3532 | National | 209.582 | National | 174
IND_Karnataka | Belgaum | 5262569.329 | 2.7994 | 5.3221 | 132.3532 | National | 209.582 | National | 838
IND_Karnataka | Bellary | 2700390.514 | 2.7994 | 5.3221 | 132.3532 | National | 209.582 | National | 430
IND_Karnataka | Bidar | 1875391.233 | 2.7994 | 5.3221 | 132.3532 | National | 209.582 | National | 299
IND_Karnataka | Bijapur | 2397315.487 | 2.7994 | 5.3221 | 132.3532 | National | 209.582 | National | 382
IND_Karnataka | Chamarajanagar | 1123925.611 | 2.7994 | 5.3221 | 132.3532 | National | 209.582 | National | 179
IND_Karnataka | Chikkaballapura | 1381912.193 | 2.7994 | 5.3221 | 132.3532 | National | 209.582 | National | 220
IND_Karnataka | Chikmagalur | 1252933.766 | 2.7994 | 5.3221 | 132.3532 | National | 209.582 | National | 199
IND_Karnataka | Chitradurga | 1827117.498 | 2.7994 | 5.3221 | 132.3532 | National | 209.582 | National | 291
IND_Karnataka | Dakshina Kannada | 2300774.623 | 2.7994 | 5.3221 | 132.3532 | National | 209.582 | National | 366
IND_Karnataka | Davanagere | 2142058.368 | 2.7994 | 5.3221 | 132.3532 | National | 209.582 | National | 341
IND_Karnataka | Dharwad | 2033635.145 | 2.7994 | 5.3221 | 132.3532 | National | 209.582 | National | 324
IND_Karnataka | Gadag | 1172127.779 | 2.7994 | 5.3221 | 132.3532 | National | 209.582 | National | 187
IND_Karnataka | Gulbarga | 2825612.213 | 2.7994 | 5.3221 | 132.3532 | National | 209.582 | National | 450
IND_Karnataka | Hassan | 1955899.941 | 2.7994 | 5.3221 | 132.3532 | National | 209.582 | National | 311
IND_Karnataka | Haveri | 1759086.809 | 2.7994 | 5.3221 | 132.3532 | National | 209.582 | National | 280
IND_Karnataka | Kodagu | 610544.2796 | 2.7994 | 5.3221 | 132.3532 | National | 209.582 | National | 97
IND_Karnataka | Kolar | 1691629.758 | 2.7994 | 5.3221 | 132.3532 | National | 209.582 | National | 269
IND_Karnataka | Koppal | 1530349.195 | 2.7994 | 5.3221 | 132.3532 | National | 209.582 | National | 244
IND_Karnataka | Mandya | 1988213.088 | 2.7994 | 5.3221 | 132.3532 | National | 209.582 | National | 316
IND_Karnataka | Mysore | 3304342.903 | 2.7994 | 5.3221 | 132.3532 | National | 209.582 | National | 526
IND_Karnataka | Raichur | 2123687.616 | 2.7994 | 5.3221 | 132.3532 | National | 209.582 | National | 338
IND_Karnataka | Ramanagara | 1192019.059 | 2.7994 | 5.3221 | 132.3532 | National | 209.582 | National | 190
IND_Karnataka | Shimoga | 1929840.668 | 2.7994 | 5.3221 | 132.3532 | National | 209.582 | National | 307
IND_Karnataka | Tumkur | 2949648.099 | 2.7994 | 5.3221 | 132.3532 | National | 209.582 | National | 470
IND_Karnataka | Udupi | 1296314.506 | 2.7994 | 5.3221 | 132.3532 | National | 209.582 | National | 206
IND_Karnataka | Uttara Kannada | 1582371.951 | 2.7994 | 5.3221 | 132.3532 | National | 209.582 | National | 252
IND_Karnataka | Yadgir | 1292912.311 | 2.7994 | 5.3221 | 132.3532 | National | 209.582 | National | 206
IRN | Alborz | 3572226 | 0.4644 | 4.1692 | 31.8931 | National | 11.3735 | National | 256
IRN | Ardabil | 1400510 | 0.4644 | 4.1692 | 31.8931 | National | 11.3735 | National | 100
IRN | Bushehr | 1636721 | 0.4644 | 4.1692 | 31.8931 | National | 11.3735 | National | 117
IRN | Chaharmahal and Bakhtiari | 971864 | 0.4644 | 4.1692 | 31.8931 | National | 11.3735 | National | 70
IRN | East Azerbaijan | 4386316 | 0.4644 | 4.1692 | 31.8931 | National | 11.3735 | National | 314
IRN | Fars | 5128555 | 0.4644 | 4.1692 | 31.8931 | National | 11.3735 | National | 368
IRN | Gilan | 2911385 | 0.4644 | 4.1692 | 31.8931 | National | 11.3735 | National | 209
IRN | Golestan | 2139831 | 0.4644 | 4.1692 | 31.8931 | National | 11.3735 | National | 153
IRN | Hamadan | 2035359 | 0.4644 | 4.1692 | 31.8931 | National | 11.3735 | National | 146
IRN | Hormozgan | 2007065 | 0.4644 | 4.1692 | 31.8931 | National | 11.3735 | National | 144
IRN | Ilam | 636037 | 0.4644 | 4.1692 | 31.8931 | National | 11.3735 | National | 46
IRN | Isfahan | 6065003 | 0.4644 | 4.1692 | 31.8931 | National | 11.3735 | National | 435
IRN | Kerman | 3559838 | 0.4644 | 4.1692 | 31.8931 | National | 11.3735 | National | 255
IRN | Kermanshah | 2295462 | 0.4644 | 4.1692 | 31.8931 | National | 11.3735 | National | 165
IRN | Khuzestan | 5226111 | 0.4644 | 4.1692 | 31.8931 | National | 11.3735 | National | 375
IRN | Kohgiluyeh and Boyer-Ahmad | 703752 | 0.4644 | 4.1692 | 31.8931 | National | 11.3735 | National | 50
IRN | Kurdistan | 1702614 | 0.4644 | 4.1692 | 31.8931 | National | 11.3735 | National | 122
IRN | Lorestan | 1933847 | 0.4644 | 4.1692 | 31.8931 | National | 11.3735 | National | 139
IRN | Markazi | 1556838 | 0.4644 | 4.1692 | 31.8931 | National | 11.3735 | National | 112
IRN | Mazandaran | 3467291 | 0.4644 | 4.1692 | 31.8931 | National | 11.3735 | National | 249
IRN | North Khorasan | 1059564 | 0.4644 | 4.1692 | 31.8931 | National | 11.3735 | National | 76
IRN | Qazvin | 1454310 | 0.4644 | 4.1692 | 31.8931 | National | 11.3735 | National | 104
IRN | Qom | 1522890 | 0.4644 | 4.1692 | 31.8931 | National | 11.3735 | National | 109
IRN | Razavi Khorasan | 6903342 | 0.4644 | 4.1692 | 31.8931 | National | 11.3735 | National | 495
IRN | Semnan | 701768 | 0.4644 | 4.1692 | 31.8931 | National | 11.3735 | National | 50
IRN | Sistan and Baluchestan | 2713336 | 0.4644 | 4.1692 | 31.8931 | National | 11.3735 | National | 195
IRN | South Khorasan | 845978 | 0.4644 | 4.1692 | 31.8931 | National | 11.3735 | National | 61
IRN | Tehran | 13785587 | 0.4644 | 4.1692 | 31.8931 | National | 11.3735 | National | 988
IRN | West Azerbaijan | 3730631 | 0.4644 | 4.1692 | 31.8931 | National | 11.3735 | National | 267
IRN | Yazd | 1268314 | 0.4644 | 4.1692 | 31.8931 | National | 11.3735 | National | 91
IRN | Zanjan | 1228220 | 0.4644 | 4.1692 | 31.8931 | National | 11.3735 | National | 88
IRQ | Al-Anbar | 2089438 | 0.3248 | 0.63036 | 5.8946 | National | 25.2678 | National | 220
IRQ | Al-Basrah | 3471689 | 0.3248 | 0.63036 | 5.8946 | National | 25.2678 | National | 365
IRQ | Al-Muthanna | 1003937 | 0.3248 | 0.63036 | 5.8946 | National | 25.2678 | National | 106
IRQ | Al-Najaf | 1811393 | 0.3248 | 0.63036 | 5.8946 | National | 25.2678 | National | 190
IRQ | Al-Qadissiya | 1493864 | 0.3248 | 0.63036 | 5.8946 | National | 25.2678 | National | 157
IRQ | Al-Sulaymaniyah | 2289017 | 0.3248 | 0.63036 | 5.8946 | National | 25.2678 | National | 241
IRQ | Babil | 2064017 | 0.3248 | 0.63036 | 5.8946 | National | 25.2678 | National | 217
IRQ | Baghdad | 8463610 | 0.3248 | 0.63036 | 5.8946 | National | 25.2678 | National | 890
IRQ | Diyala | 1543436 | 0.3248 | 0.63036 | 5.8946 | National | 25.2678 | National | 162
IRQ | Duhok | 2784437 | 0.3248 | 0.63036 | 5.8946 | National | 25.2678 | National | 293
IRQ | Erbil | 2154313 | 0.3248 | 0.63036 | 5.8946 | National | 25.2678 | National | 226
IRQ | Kerbala | 1790758 | 0.3248 | 0.63036 | 5.8946 | National | 25.2678 | National | 188
IRQ | Kirkuk | 1789900 | 0.3248 | 0.63036 | 5.8946 | National | 25.2678 | National | 188
IRQ | Maysan | 1358415 | 0.3248 | 0.63036 | 5.8946 | National | 25.2678 | National | 143
IRQ | Ninewa | 4402686 | 0.3248 | 0.63036 | 5.8946 | National | 25.2678 | National | 463
IRQ | Salah Al-Din | 1854288 | 0.3248 | 0.63036 | 5.8946 | National | 25.2678 | National | 195
IRQ | Thi Qar | 2551675 | 0.3248 | 0.63036 | 5.8946 | National | 25.2678 | National | 268
IRQ | Wassit | 1579245 | 0.3248 | 0.63036 | 5.8946 | National | 25.2678 | National | 166
JAM | Clarendon | 256858 | 7.9964 | 38.276 | 562.3766 | National | 3.3243 | National | 14
JAM | Hanover | 72868 | 7.9964 | 38.276 | 562.3766 | National | 3.3243 | National | 4
JAM | Manchester | 198900 | 7.9964 | 38.276 | 562.3766 | National | 3.3243 | National | 11
JAM | Portland | 85664 | 7.9964 | 38.276 | 562.3766 | National | 3.3243 | National | 5
JAM | Saint Andrew (Incl. Kingston | 694196 | 7.9964 | 38.276 | 562.3766 | National | 3.3243 | National | 37
JAM | Saint Ann | 180628 | 7.9964 | 38.276 | 562.3766 | National | 3.3243 | National | 10
JAM | Saint Catherine | 540976 | 7.9964 | 38.276 | 562.3766 | National | 3.3243 | National | 29
JAM | Saint Elizabeth | 157409 | 7.9964 | 38.276 | 562.3766 | National | 3.3243 | National | 8
JAM | Saint James | 192626 | 7.9964 | 38.276 | 562.3766 | National | 3.3243 | National | 10
JAM | Saint Mary | 119064 | 7.9964 | 38.276 | 562.3766 | National | 3.3243 | National | 6
JAM | Saint Thomas | 98405 | 7.9964 | 38.276 | 562.3766 | National | 3.3243 | National | 5
JAM | Trelawny | 78769 | 7.9964 | 38.276 | 562.3766 | National | 3.3243 | National | 4
JAM | Westmoreland | 151014 | 7.9964 | 38.276 | 562.3766 | National | 3.3243 | National | 8
KAZ | Akmola | 394509 | 2.6575 | 12.8662 | 90.4359 | National | 72.9301 | National | 51
KAZ | Aktobe | 472107 | 2.6575 | 12.8662 | 90.4359 | National | 72.9301 | National | 61
KAZ | Almaty | 1100803 | 2.6575 | 12.8662 | 90.4359 | National | 72.9301 | National | 141
KAZ | Almaty (city) | 1026420 | 2.6575 | 12.8662 | 90.4359 | National | 72.9301 | National | 132
KAZ | Atyrau | 345535 | 2.6575 | 12.8662 | 90.4359 | National | 72.9301 | National | 44
KAZ | East Kazakhstan | 733393 | 2.6575 | 12.8662 | 90.4359 | National | 72.9301 | National | 94
KAZ | Jambyl | 605146 | 2.6575 | 12.8662 | 90.4359 | National | 72.9301 | National | 78
KAZ | Karagandy | 737294 | 2.6575 | 12.8662 | 90.4359 | National | 72.9301 | National | 95
KAZ | Kostanay | 465091 | 2.6575 | 12.8662 | 90.4359 | National | 72.9301 | National | 60
KAZ | Kyzylorda | 430277 | 2.6575 | 12.8662 | 90.4359 | National | 72.9301 | National | 55
KAZ | Mangystau | 374192 | 2.6575 | 12.8662 | 90.4359 | National | 72.9301 | National | 48
KAZ | North Kazakhstan | 293850 | 2.6575 | 12.8662 | 90.4359 | National | 72.9301 | National | 38
KAZ | Nur-Sultan (city) | 608388 | 2.6575 | 12.8662 | 90.4359 | National | 72.9301 | National | 78
KAZ | Pavlodar | 402769 | 2.6575 | 12.8662 | 90.4359 | National | 72.9301 | National | 52
KAZ | Shymkent (city) | 9976954 | 2.6575 | 12.8662 | 90.4359 | National | 72.9301 | National | 1282
KAZ | Turkestan | 1079547 | 2.6575 | 12.8662 | 90.4359 | National | 72.9301 | National | 139
KAZ | West Kazakhstan | 351727 | 2.6575 | 12.8662 | 90.4359 | National | 72.9301 | National | 45
KEN | Baringo | 757374 | 170.4858 | 22.1819 | 1007.6924 | Subnational | 250.9168 | National | 21
KEN | Bomet | 994685 | 170.4858 | 35.0865 | 1372.0927 | Subnational | 250.9168 | National | 28
KEN | Bungoma | 1897593 | 170.4858 | 42.106 | 1758.9125 | Subnational | 250.9168 | National | 54
KEN | Busia | 1015118 | 170.4858 | 97.1316 | 4781.0205 | Subnational | 250.9168 | National | 29
KEN | Elgeyo-Marakwet | 516239 | 170.4858 | 25.5696 | 1178.3302 | Subnational | 250.9168 | National | 15
KEN | Embu | 691293 | 170.4858 | 29.5099 | 1525.8364 | Subnational | 250.9168 | National | 20
KEN | Garissa | 955671 | 170.4858 | 1.0464 | 143.0409 | Subnational | 250.9168 | National | 27
KEN | Homa Bay | 1285779 | 170.4858 | 129.649 | 7880.2811 | Subnational | 250.9168 | National | 36
KEN | Isiolo | 304418 | 170.4858 | 19.0527 | 597.2052 | Subnational | 250.9168 | National | 9
KEN | Kajiado | 1269733 | 170.4858 | 47.8841 | 2011.2102 | Subnational | 250.9168 | National | 36
KEN | Kakamega | 2121374 | 170.4858 | 67.692 | 3068.4358 | Subnational | 250.9168 | National | 60
KEN | Kericho | 1024315 | 170.4858 | 48.8131 | 1968.4374 | Subnational | 250.9168 | National | 29
KEN | Kiambu | 2746200 | 170.4858 | 35.3579 | 2005.0251 | Subnational | 250.9168 | National | 78
KEN | Kilifi | 1651357 | 170.4858 | 38.0293 | 1773.8745 | Subnational | 250.9168 | National | 47
KEN | Kirinyaga | 693343 | 170.4858 | 20.0478 | 1678.1016 | Subnational | 250.9168 | National | 20
KEN | Kisii | 1439007 | 170.4858 | 53.1617 | 2458.9873 | Subnational | 250.9168 | National | 41
KEN | Kisumu | 1312612 | 170.4858 | 177.4325 | 8617.3218 | Subnational | 250.9168 | National | 37
KEN | Kitui | 1290579 | 170.4858 | 43.3139 | 2107.4262 | Subnational | 250.9168 | National | 37
KEN | Kwale | 984617 | 170.4858 | 40.1171 | 1825.2783 | Subnational | 250.9168 | National | 28
KEN | Laikipia | 589022 | 170.4858 | 31.2382 | 1805.8748 | Subnational | 250.9168 | National | 17
KEN | Lamu | 163477 | 170.4858 | 23.8566 | 1077.8275 | Subnational | 250.9168 | National | 5
KEN | Machakos | 1615162 | 170.4858 | 45.7539 | 2181.5149 | Subnational | 250.9168 | National | 46
KEN | Makueni | 1121873 | 170.4858 | 39.5767 | 1981.3294 | Subnational | 250.9168 | National | 32
KEN | Mandera | 985319 | 170.4858 | 1.4209 | 140.7666 | Subnational | 250.9168 | National | 28
KEN | Marsabit | 522259 | 170.4858 | 17.9987 | 457.2444 | Subnational | 250.9168 | National | 15
KEN | Meru | 1755761 | 170.4858 | 49.6081 | 2002.7783 | Subnational | 250.9168 | National | 50
KEN | Migori | 1268143 | 170.4858 | 143.4381 | 6417.5728 | Subnational | 250.9168 | National | 36
KEN | Mombasa | 1372536 | 170.4858 | 71.765 | 4031.1511 | Subnational | 250.9168 | National | 39
KEN | Murang'a | 1200222 | 170.4858 | 16.4136 | 1459.8966 | Subnational | 250.9168 | National | 34
KEN | Nairobi | 4994443 | 170.4858 | 89.5996 | 3091.9764 | Subnational | 250.9168 | National | 142
KEN | Nakuru | 2455981 | 170.4858 | 49.5525 | 2316.671 | Subnational | 250.9168 | National | 70
KEN | Nandi | 1006070 | 170.4858 | 32.2045 | 1404.3754 | Subnational | 250.9168 | National | 29
KEN | Narok | 1315222 | 170.4858 | 30.4131 | 1180.4851 | Subnational | 250.9168 | National | 37
KEN | Nyamira | 687871 | 170.4858 | 44.3397 | 2190.527 | Subnational | 250.9168 | National | 20
KEN | Nyandarua | 725023 | 170.4858 | 15.1719 | 1104.9305 | Subnational | 250.9168 | National | 21
KEN | Nyeri | 862315 | 170.4858 | 24.9329 | 2283.2724 | Subnational | 250.9168 | National | 24
KEN | Samburu | 352499 | 170.4858 | 27.5178 | 1026.3859 | Subnational | 250.9168 | National | 10
KEN | Siaya | 1128156 | 170.4858 | 106.9887 | 7332.5852 | Subnational | 250.9168 | National | 32
KEN | Taita Taveta | 386968 | 170.4858 | 38.7629 | 2129.6335 | Subnational | 250.9168 | National | 11
KEN | Tana River | 358883 | 170.4858 | 16.1613 | 686.5747 | Subnational | 250.9168 | National | 10
KEN | Tharaka-Nithi | 446609 | 170.4858 | 33.1386 | 1549.9016 | Subnational | 250.9168 | National | 13
KEN | Trans Nzoia | 1124916 | 170.4858 | 30.7579 | 1579.229 | Subnational | 250.9168 | National | 32
KEN | Turkana | 1052947 | 170.4858 | 43.497 | 1719.3648 | Subnational | 250.9168 | National | 30
KEN | Uasin Gishu | 1321254 | 170.4858 | 43.1408 | 2413.4648 | Subnational | 250.9168 | National | 37
KEN | Vihiga | 670194 | 170.4858 | 47.8966 | 2930.0471 | Subnational | 250.9168 | National | 19
KEN | Wajir | 887396 | 170.4858 | 0.56345 | 60.1761 | Subnational | 250.9168 | National | 25
KEN | West Pokot | 705662 | 170.4858 | 9.6363 | 416.0632 | Subnational | 250.9168 | National | 20
KGZ | Batken | 544284 | 3.5625 | 14.4357 | 95.9078 | National | 130.2135 | National | 57
KGZ | Bishkek (city) | 1062033 | 3.5625 | 14.4357 | 95.9078 | National | 130.2135 | National | 111
KGZ | Chui | 976809 | 3.5625 | 14.4357 | 95.9078 | National | 130.2135 | National | 102
KGZ | Issyk-Kul | 511845 | 3.5625 | 14.4357 | 95.9078 | National | 130.2135 | National | 54
KGZ | Jalal-Abad | 1261726 | 3.5625 | 14.4357 | 95.9078 | National | 130.2135 | National | 132
KGZ | Naryn | 300843 | 3.5625 | 14.4357 | 95.9078 | National | 130.2135 | National | 31
KGZ | Osh | 1392550 | 3.5625 | 14.4357 | 95.9078 | National | 130.2135 | National | 146
KGZ | Osh (city) | 306077 | 3.5625 | 14.4357 | 95.9078 | National | 130.2135 | National | 32
KGZ | Talas | 274455 | 3.5625 | 14.4357 | 95.9078 | National | 130.2135 | National | 29
KHM | Banteay Meanchey | 832810 | 10.4888 | 5.5467 | 437.0318 | National | 289.348 | National | 26
KHM | Battambang | 1269379 | 10.4888 | 5.5467 | 437.0318 | National | 289.348 | National | 40
KHM | Kampong Cham | 1182288 | 10.4888 | 5.5467 | 437.0318 | National | 289.348 | National | 38
KHM | Kampong Chhnang | 580412 | 10.4888 | 5.5467 | 437.0318 | National | 289.348 | National | 18
KHM | Kampong Speu | 861005 | 10.4888 | 5.5467 | 437.0318 | National | 289.348 | National | 27
KHM | Kampong Thom | 786770 | 10.4888 | 5.5467 | 437.0318 | National | 289.348 | National | 25
KHM | Kampot | 693780 | 10.4888 | 5.5467 | 437.0318 | National | 289.348 | National | 22
KHM | Kandal | 1250111 | 10.4888 | 5.5467 | 437.0318 | National | 289.348 | National | 40
KHM | Kep | 43517 | 10.4888 | 5.5467 | 437.0318 | National | 289.348 | National | 1
KHM | Koh Kong | 138826 | 10.4888 | 5.5467 | 437.0318 | National | 289.348 | National | 4
KHM | Kratie | 395886 | 10.4888 | 5.5467 | 437.0318 | National | 289.348 | National | 13
KHM | Mondul Kiri | 82542 | 10.4888 | 5.5467 | 437.0318 | National | 289.348 | National | 3
KHM | Oddar Meanchey | 271630 | 10.4888 | 5.5467 | 437.0318 | National | 289.348 | National | 9
KHM | Pailin | 77189 | 10.4888 | 5.5467 | 437.0318 | National | 289.348 | National | 2
KHM | Phnom Penh | 1898161 | 10.4888 | 5.5467 | 437.0318 | National | 289.348 | National | 60
KHM | Preah Sihanouk | 289630 | 10.4888 | 5.5467 | 437.0318 | National | 289.348 | National | 9
KHM | Preah Vihear | 282419 | 10.4888 | 5.5467 | 437.0318 | National | 289.348 | National | 9
KHM | Prey Veng | 1308368 | 10.4888 | 5.5467 | 437.0318 | National | 289.348 | National | 42
KHM | Pursat | 514148 | 10.4888 | 5.5467 | 437.0318 | National | 289.348 | National | 16
KHM | Ratanak Kiri | 210470 | 10.4888 | 5.5467 | 437.0318 | National | 289.348 | National | 7
KHM | Siemreap | 1054404 | 10.4888 | 5.5467 | 437.0318 | National | 289.348 | National | 34
KHM | Stung Treng | 144558 | 10.4888 | 5.5467 | 437.0318 | National | 289.348 | National | 5
KHM | Svay Rieng | 648733 | 10.4888 | 5.5467 | 437.0318 | National | 289.348 | National | 21
KHM | Takeo | 1038152 | 10.4888 | 5.5467 | 437.0318 | National | 289.348 | National | 33
KHM | Tboung Khmum | 912694 | 10.4888 | 5.5467 | 437.0318 | National | 289.348 | National | 29
KIR | Abaiang | 6425 | 1.6098 | 3.2195 | 32.1955 | National | 426.7734 | National | 1
KIR | Abemama | 3564 | 1.6098 | 3.2195 | 32.1955 | National | 426.7734 | National | 0
KIR | Aranuka | 1338 | 1.6098 | 3.2195 | 32.1955 | National | 426.7734 | National | 0
KIR | Arorae | 1076 | 1.6098 | 3.2195 | 32.1955 | National | 426.7734 | National | 0
KIR | Banaba | 361 | 1.6098 | 3.2195 | 32.1955 | National | 426.7734 | National | 0
KIR | Beru | 2429 | 1.6098 | 3.2195 | 32.1955 | National | 426.7734 | National | 0
KIR | Butaritari | 3546 | 1.6098 | 3.2195 | 32.1955 | National | 426.7734 | National | 0
KIR | Kiritimati | 8075 | 1.6098 | 3.2195 | 32.1955 | National | 426.7734 | National | 1
KIR | Kuria | 1303 | 1.6098 | 3.2195 | 32.1955 | National | 426.7734 | National | 0
KIR | Maiana | 2631 | 1.6098 | 3.2195 | 32.1955 | National | 426.7734 | National | 0
KIR | Makin | 2094 | 1.6098 | 3.2195 | 32.1955 | National | 426.7734 | National | 0
KIR | Marakei | 2996 | 1.6098 | 3.2195 | 32.1955 | National | 426.7734 | National | 0
KIR | Nikunau | 2255 | 1.6098 | 3.2195 | 32.1955 | National | 426.7734 | National | 0
KIR | Nonouti | 3055 | 1.6098 | 3.2195 | 32.1955 | National | 426.7734 | National | 0
KIR | North Tabiteuea | 4508 | 1.6098 | 3.2195 | 32.1955 | National | 426.7734 | National | 1
KIR | North Tarawa | 7704 | 1.6098 | 3.2195 | 32.1955 | National | 426.7734 | National | 1
KIR | Onotoa | 1557 | 1.6098 | 3.2195 | 32.1955 | National | 426.7734 | National | 0
KIR | South Tabiteuea | 1485 | 1.6098 | 3.2195 | 32.1955 | National | 426.7734 | National | 0
KIR | South Tarawa | 69412 | 1.6098 | 3.2195 | 32.1955 | National | 426.7734 | National | 9
KIR | Tabuaeran | 2180 | 1.6098 | 3.2195 | 32.1955 | National | 426.7734 | National | 0
KIR | Tamana | 1153 | 1.6098 | 3.2195 | 32.1955 | National | 426.7734 | National | 0
KIR | Teraina | 2087 | 1.6098 | 3.2195 | 32.1955 | National | 426.7734 | National | 0
LAO | Attapeu | 268606 | 2.163 | 8.2917 | 118.912 | National | 148.147 | National | 12
LAO | Bokeo | 212120 | 2.163 | 8.2917 | 118.912 | National | 148.147 | National | 10
LAO | Bolikhamxai | 326263 | 2.163 | 8.2917 | 118.912 | National | 148.147 | National | 15
LAO | Champasack | 784559 | 2.163 | 8.2917 | 118.912 | National | 148.147 | National | 36
LAO | Houaphan | 323621 | 2.163 | 8.2917 | 118.912 | National | 148.147 | National | 15
LAO | Khammouan | 451486 | 2.163 | 8.2917 | 118.912 | National | 148.147 | National | 20
LAO | Louangnamtha | 206516 | 2.163 | 8.2917 | 118.912 | National | 148.147 | National | 9
LAO | Louangphabang | 486496 | 2.163 | 8.2917 | 118.912 | National | 148.147 | National | 22
LAO | Oudomxai | 360531 | 2.163 | 8.2917 | 118.912 | National | 148.147 | National | 16
LAO | Phongsaly | 201352 | 2.163 | 8.2917 | 118.912 | National | 148.147 | National | 9
LAO | Salavan | 460099 | 2.163 | 8.2917 | 118.912 | National | 148.147 | National | 21
LAO | Savannakhet | 1112719 | 2.163 | 8.2917 | 118.912 | National | 148.147 | National | 50
LAO | Sekong | 134899 | 2.163 | 8.2917 | 118.912 | National | 148.147 | National | 6
LAO | Vientiane | 482088 | 2.163 | 8.2917 | 118.912 | National | 148.147 | National | 22
LAO | Vientiane Capital | 886823 | 2.163 | 8.2917 | 118.912 | National | 148.147 | National | 40
LAO | Xaignabouly | 440869 | 2.163 | 8.2917 | 118.912 | National | 148.147 | National | 20
LAO | Xaisomboon | 112459 | 2.163 | 8.2917 | 118.912 | National | 148.147 | National | 5
LAO | Xiengkhouang | 277967 | 2.163 | 8.2917 | 118.912 | National | 148.147 | National | 13
LBN | Akkar | 106609 | 0.34591 | 2.11 | 20.789 | National | 9.6556 | National | 6
LBN | Baalbek-El Hermel | 300228 | 0.34591 | 2.11 | 20.789 | National | 9.6556 | National | 16
LBN | Beirut | 469717 | 0.34591 | 2.11 | 20.789 | National | 9.6556 | National | 25
LBN | Bekaa | 285528 | 0.34591 | 2.11 | 20.789 | National | 9.6556 | National | 15
LBN | El Nabatieh | 416030 | 0.34591 | 2.11 | 20.789 | National | 9.6556 | National | 22
LBN | Mount Lebanon | 2560764 | 0.34591 | 2.11 | 20.789 | National | 9.6556 | National | 137
LBN | North | 647702 | 0.34591 | 2.11 | 20.789 | National | 9.6556 | National | 35
LBN | South | 703245 | 0.34591 | 2.11 | 20.789 | National | 9.6556 | National | 38
LBR | Bomi | 127158 | 50.5287 | 16.5149 | 495.4466 | Subnational | 308.0824 | National | 20
LBR | Bong | 549873 | 50.5287 | 6.547 | 201.5011 | Subnational | 308.0824 | National | 87
LBR | Gbarpolu | 126053 | 50.5287 | 8.7265 | 257.8281 | Subnational | 308.0824 | National | 20
LBR | Grand Bassa | 335124 | 50.5287 | 14.3231 | 416.2638 | Subnational | 308.0824 | National | 53
LBR | Grand Cape Mount | 193647 | 50.5287 | 11.3609 | 345.474 | Subnational | 308.0824 | National | 31
LBR | Grand Gedeh | 189345 | 50.5287 | 22.7099 | 664.9238 | Subnational | 308.0824 | National | 30
LBR | Grand Kru | 87542 | 50.5287 | 13.7077 | 366.6811 | Subnational | 308.0824 | National | 14
LBR | Lofa | 418507 | 50.5287 | 9.0799 | 251.3698 | Subnational | 308.0824 | National | 66
LBR | Margibi | 317325 | 50.5287 | 14.4962 | 460.7264 | Subnational | 308.0824 | National | 50
LBR | Maryland | 205487 | 50.5287 | 26.7657 | 825.3563 | Subnational | 308.0824 | National | 32
LBR | Montserrado | 1690359 | 50.5287 | 30.4077 | 1090.715 | Subnational | 308.0824 | National | 266
LBR | Nimba | 698414 | 50.5287 | 10.0227 | 343.3494 | Subnational | 308.0824 | National | 110
LBR | River Gee | 100960 | 50.5287 | 16.8384 | 564.58 | Subnational | 308.0824 | National | 16
LBR | Rivercess | 108098 | 50.5287 | 9.2509 | 265.4998 | Subnational | 308.0824 | National | 17
LBR | Sinoe | 154787 | 50.5287 | 12.2749 | 373.4164 | Subnational | 308.0824 | National | 24
LKA | Central | 2773774 | 0.1376 | 1.0411 | 9.2785 | National | 64.2985 | National | 161
LKA | Eastern | 1739102 | 0.1376 | 1.0411 | 9.2785 | National | 64.2985 | National | 101
LKA | North Central | 1380472 | 0.1376 | 1.0411 | 9.2785 | National | 64.2985 | National | 80
LKA | North Western | 2552873 | 0.1376 | 1.0411 | 9.2785 | National | 64.2985 | National | 148
LKA | Northern | 1147784 | 0.1376 | 1.0411 | 9.2785 | National | 64.2985 | National | 66
LKA | Sabaragamuwa | 2061790 | 0.1376 | 1.0411 | 9.2785 | National | 64.2985 | National | 119
LKA | Southern | 2658318 | 0.1376 | 1.0411 | 9.2785 | National | 64.2985 | National | 154
LKA | Uva | 1381488 | 0.1376 | 1.0411 | 9.2785 | National | 64.2985 | National | 80
LKA | Western | 6140523 | 0.1376 | 1.0411 | 9.2785 | National | 64.2985 | National | 356
LSO | Berea | 298390 | 803.9711 | 266.0947 | 11446.094 | Subnational | 613.6438 | National | 17
LSO | Butha-Buthe | 136002 | 803.9711 | 245.5846 | 9898.3838 | Subnational | 613.6438 | National | 8
LSO | Leribe | 404099 | 803.9711 | 283.5939 | 11999.5348 | Subnational | 613.6438 | National | 23
LSO | Mafeteng | 185576 | 803.9711 | 297.4523 | 13425.2274 | Subnational | 613.6438 | National | 11
LSO | Maseru | 635808 | 803.9711 | 312.5157 | 13236.7004 | Subnational | 613.6438 | National | 37
LSO | Mohale's Hoek | 173926 | 803.9711 | 277.1294 | 12401.2511 | Subnational | 613.6438 | National | 10
LSO | Mokhotlong | 112580 | 803.9711 | 246.9355 | 10006.2178 | Subnational | 613.6438 | National | 6
LSO | Qacha's Nek | 85634 | 803.9711 | 207.8614 | 9136.5579 | Subnational | 613.6438 | National | 5
LSO | Quthing | 120786 | 803.9711 | 261.6197 | 9905.1215 | Subnational | 613.6438 | National | 7
LSO | Thaba-Tseka | 153022 | 803.9711 | 252.2513 | 11173.5567 | Subnational | 613.6438 | National | 9
MAR | Beni Mellal Khenifra | 2787409 | 0.94203 | 2.5699 | 36.7283 | National | 94.3992 | National | 83
MAR | Casablanca Settat | 7843122 | 0.94203 | 2.5699 | 36.7283 | National | 94.3992 | National | 234
MAR | Draa Tafilalet | 1803716 | 0.94203 | 2.5699 | 36.7283 | National | 94.3992 | National | 54
MAR | Fez Meknes | 4705484 | 0.94203 | 2.5699 | 36.7283 | National | 94.3992 | National | 140
MAR | Guelmim Oued Noun | 451186 | 0.94203 | 2.5699 | 36.7283 | National | 94.3992 | National | 13
MAR | Marrakech Safi | 5091024 | 0.94203 | 2.5699 | 36.7283 | National | 94.3992 | National | 152
MAR | Oriental | 2533493 | 0.94203 | 2.5699 | 36.7283 | National | 94.3992 | National | 75
MAR | Rabat Sale Kenitra | 5159980 | 0.94203 | 2.5699 | 36.7283 | National | 94.3992 | National | 154
MAR | Souss Massa | 3035740 | 0.94203 | 2.5699 | 36.7283 | National | 94.3992 | National | 90
MAR | Tangier Tetouan Al Hoceima | 4046816 | 0.94203 | 2.5699 | 36.7283 | National | 94.3992 | National | 121
MDA | Anenii Noi | 97199 | 4.354 | 23.8343 | 311.1225 | National | 84.9255 | National | 20
MDA | Balti | 87181 | 4.354 | 23.8343 | 311.1225 | National | 84.9255 | National | 18
MDA | Basarabeasca | 14603 | 4.354 | 23.8343 | 311.1225 | National | 84.9255 | National | 3
MDA | Bender | 49636 | 4.354 | 23.8343 | 311.1225 | National | 84.9255 | National | 10
MDA | Briceni | 59113 | 4.354 | 23.8343 | 311.1225 | National | 84.9255 | National | 12
MDA | Cahul | 154623 | 4.354 | 23.8343 | 311.1225 | National | 84.9255 | National | 31
MDA | Calarasi | 58514 | 4.354 | 23.8343 | 311.1225 | National | 84.9255 | National | 12
MDA | Cantemir | 44648 | 4.354 | 23.8343 | 311.1225 | National | 84.9255 | National | 9
MDA | Causeni | 78767 | 4.354 | 23.8343 | 311.1225 | National | 84.9255 | National | 16
MDA | Chisinau | 600570 | 4.354 | 23.8343 | 311.1225 | National | 84.9255 | National | 121
MDA | Cimislia | 62524 | 4.354 | 23.8343 | 311.1225 | National | 84.9255 | National | 13
MDA | Criuleni | 49940 | 4.354 | 23.8343 | 311.1225 | National | 84.9255 | National | 10
MDA | Donduseni | 20622 | 4.354 | 23.8343 | 311.1225 | National | 84.9255 | National | 4
MDA | Drochia | 94492 | 4.354 | 23.8343 | 311.1225 | National | 84.9255 | National | 19
MDA | Dubasari | 34698 | 4.354 | 23.8343 | 311.1225 | National | 84.9255 | National | 7
MDA | Edinet | 69961 | 4.354 | 23.8343 | 311.1225 | National | 84.9255 | National | 14
MDA | Falesti | 72129 | 4.354 | 23.8343 | 311.1225 | National | 84.9255 | National | 15
MDA | Floresti | 85337 | 4.354 | 23.8343 | 311.1225 | National | 84.9255 | National | 17
MDA | Glodeni | 47752 | 4.354 | 23.8343 | 311.1225 | National | 84.9255 | National | 10
MDA | Hincesti | 122603 | 4.354 | 23.8343 | 311.1225 | National | 84.9255 | National | 25
MDA | Ialoveni | 99135 | 4.354 | 23.8343 | 311.1225 | National | 84.9255 | National | 20
MDA | Leova | 47108 | 4.354 | 23.8343 | 311.1225 | National | 84.9255 | National | 10
MDA | Nisporeni | 36172 | 4.354 | 23.8343 | 311.1225 | National | 84.9255 | National | 7
MDA | Ocnita | 35913 | 4.354 | 23.8343 | 311.1225 | National | 84.9255 | National | 7
MDA | Orhei | 97589 | 4.354 | 23.8343 | 311.1225 | National | 84.9255 | National | 20
MDA | Rezina | 26294 | 4.354 | 23.8343 | 311.1225 | National | 84.9255 | National | 5
MDA | Riscani | 42497 | 4.354 | 23.8343 | 311.1225 | National | 84.9255 | National | 9
MDA | Singerei | 81095 | 4.354 | 23.8343 | 311.1225 | National | 84.9255 | National | 16
MDA | Soldanesti | 34447 | 4.354 | 23.8343 | 311.1225 | National | 84.9255 | National | 7
MDA | Soroca | 87545 | 4.354 | 23.8343 | 311.1225 | National | 84.9255 | National | 18
MDA | Stefan Voda | 51280 | 4.354 | 23.8343 | 311.1225 | National | 84.9255 | National | 10
MDA | Straseni | 76303 | 4.354 | 23.8343 | 311.1225 | National | 84.9255 | National | 15
MDA | Taraclia | 35479 | 4.354 | 23.8343 | 311.1225 | National | 84.9255 | National | 7
MDA | Telenesti | 59860 | 4.354 | 23.8343 | 311.1225 | National | 84.9255 | National | 12
MDA | Transnistria | 371325 | 4.354 | 23.8343 | 311.1225 | National | 84.9255 | National | 75
MDA | Ungheni | 88384 | 4.354 | 23.8343 | 311.1225 | National | 84.9255 | National | 18
MDA | Unitate Teritoriala Autonoma Gagauzia | 97659 | 4.354 | 23.8343 | 311.1225 | National | 84.9255 | National | 20
MDG | Alaotra Mangoro | 741503 | 10.3584 | 20.4009 | 152.8304 | National | 231.7084 | National | 20
MDG | Amoron I Mania | 1486955 | 10.3584 | 20.4009 | 152.8304 | National | 231.7084 | National | 39
MDG | Analamanga | 9880679 | 10.3584 | 20.4009 | 152.8304 | National | 231.7084 | National | 262
MDG | Analanjirofo | 830715 | 10.3584 | 20.4009 | 152.8304 | National | 231.7084 | National | 22
MDG | Androy | 2339935 | 10.3584 | 20.4009 | 152.8304 | National | 231.7084 | National | 62
MDG | Anosy | 285365 | 10.3584 | 20.4009 | 152.8304 | National | 231.7084 | National | 8
MDG | Atsimo Andrefana | 584246 | 10.3584 | 20.4009 | 152.8304 | National | 231.7084 | National | 15
MDG | Atsimo Atsinanana | 550580 | 10.3584 | 20.4009 | 152.8304 | National | 231.7084 | National | 15
MDG | Atsinanana | 1908497 | 10.3584 | 20.4009 | 152.8304 | National | 231.7084 | National | 51
MDG | Betsiboka | 97013 | 10.3584 | 20.4009 | 152.8304 | National | 231.7084 | National | 3
MDG | Boeny | 262103 | 10.3584 | 20.4009 | 152.8304 | National | 231.7084 | National | 7
MDG | Bongolava | 149050 | 10.3584 | 20.4009 | 152.8304 | National | 231.7084 | National | 4
MDG | Diana | 563971 | 10.3584 | 20.4009 | 152.8304 | National | 231.7084 | National | 15
MDG | Haute Matsiatra | 3278475 | 10.3584 | 20.4009 | 152.8304 | National | 231.7084 | National | 87
MDG | Ihorombe | 546582 | 10.3584 | 20.4009 | 152.8304 | National | 231.7084 | National | 14
MDG | Itasy | 231253 | 10.3584 | 20.4009 | 152.8304 | National | 231.7084 | National | 6
MDG | Melaky | 260071 | 10.3584 | 20.4009 | 152.8304 | National | 231.7084 | National | 7
MDG | Menabe | 151165 | 10.3584 | 20.4009 | 152.8304 | National | 231.7084 | National | 4
MDG | Sava | 494172 | 10.3584 | 20.4009 | 152.8304 | National | 231.7084 | National | 13
MDG | Sofia | 937230 | 10.3584 | 20.4009 | 152.8304 | National | 231.7084 | National | 25
MDG | Vakinankaratra | 2923844 | 10.3584 | 20.4009 | 152.8304 | National | 231.7084 | National | 78
MDG | Vatovavy Fitovinany | 1128743 | 10.3584 | 20.4009 | 152.8304 | National | 231.7084 | National | 30
MHL | Ailinglaplap | 1263 | 6.7072 | 22.3574 | 160.973 | National | 475.6243 | National | 0
MHL | Ailuk | 231 | 6.7072 | 22.3574 | 160.973 | National | 475.6243 | National | 0
MHL | Arno | 1329 | 6.7072 | 22.3574 | 160.973 | National | 475.6243 | National | 0
MHL | Aur | 364 | 6.7072 | 22.3574 | 160.973 | National | 475.6243 | National | 0
MHL | Ebon | 433 | 6.7072 | 22.3574 | 160.973 | National | 475.6243 | National | 0
MHL | Eneu | 5 | 6.7072 | 22.3574 | 160.973 | National | 475.6243 | National | 0
MHL | Enewetak | 422 | 6.7072 | 22.3574 | 160.973 | National | 475.6243 | National | 0
MHL | Jabat | 59 | 6.7072 | 22.3574 | 160.973 | National | 475.6243 | National | 0
MHL | Jaluit | 1683 | 6.7072 | 22.3574 | 160.973 | National | 475.6243 | National | 0
MHL | Kili | 324 | 6.7072 | 22.3574 | 160.973 | National | 475.6243 | National | 0
MHL | Kwajalein | 8800 | 6.7072 | 22.3574 | 160.973 | National | 475.6243 | National | 1
MHL | Lae | 314 | 6.7072 | 22.3574 | 160.973 | National | 475.6243 | National | 0
MHL | Lib | 124 | 6.7072 | 22.3574 | 160.973 | National | 475.6243 | National | 0
MHL | Likiep | 247 | 6.7072 | 22.3574 | 160.973 | National | 475.6243 | National | 0
MHL | Majuro | 23192 | 6.7072 | 22.3574 | 160.973 | National | 475.6243 | National | 2
MHL | Maloelap | 444 | 6.7072 | 22.3574 | 160.973 | National | 475.6243 | National | 0
MHL | Mejit | 235 | 6.7072 | 22.3574 | 160.973 | National | 475.6243 | National | 0
MHL | Mili | 495 | 6.7072 | 22.3574 | 160.973 | National | 475.6243 | National | 0
MHL | Namdrik | 251 | 6.7072 | 22.3574 | 160.973 | National | 475.6243 | National | 0
MHL | Namu | 558 | 6.7072 | 22.3574 | 160.973 | National | 475.6243 | National | 0
MHL | Rongelap | 175 | 6.7072 | 22.3574 | 160.973 | National | 475.6243 | National | 0
MHL | Ujae | 236 | 6.7072 | 22.3574 | 160.973 | National | 475.6243 | National | 0
MHL | Utirik | 330 | 6.7072 | 22.3574 | 160.973 | National | 475.6243 | National | 0
MHL | Wotho | 55 | 6.7072 | 22.3574 | 160.973 | National | 475.6243 | National | 0
MHL | Wotje | 708 | 6.7072 | 22.3574 | 160.973 | National | 475.6243 | National | 0
MKD | East | 177555 | 0.048153 | 0.33707 | 5.4895 | National | 11.4105 | National | 16
MKD | Northeast | 171748 | 0.048153 | 0.33707 | 5.4895 | National | 11.4105 | National | 15
MKD | Pelagonia | 228179 | 0.048153 | 0.33707 | 5.4895 | National | 11.4105 | National | 20
MKD | Polog | 327299 | 0.048153 | 0.33707 | 5.4895 | National | 11.4105 | National | 29
MKD | Skopje | 636917 | 0.048153 | 0.33707 | 5.4895 | National | 11.4105 | National | 57
MKD | Southeast | 176503 | 0.048153 | 0.33707 | 5.4895 | National | 11.4105 | National | 16
MKD | Southwest | 222143 | 0.048153 | 0.33707 | 5.4895 | National | 11.4105 | National | 20
MKD | Vardar | 153258 | 0.048153 | 0.33707 | 5.4895 | National | 11.4105 | National | 14
MLI | Bamako | 3233076 | 45.8735 | 31.487 | 893.2979 | Subnational | 49.6 | National | 144
MLI | Gao | 812477 | 45.8735 | 5.5386 | 136.4962 | Subnational | 49.6 | National | 36
MLI | Kayes | 2895635 | 45.8735 | 11.8109 | 290.0227 | Subnational | 49.6 | National | 129
MLI | Kidal | 131083 | 45.8735 | 8.3916 | 195.2961 | Subnational | 49.6 | National | 6
MLI | Koulikoro | 4323232 | 45.8735 | 24.8425 | 639.2208 | Subnational | 49.6 | National | 192
MLI | Menaka | 80845 | 45.8735 | 9.8955 | 249.8608 | Subnational | 49.6 | National | 4
MLI | Mopti | 2815555 | 45.8735 | 9.0568 | 227.0955 | Subnational | 49.6 | National | 125
MLI | Segou | 3261527 | 45.8735 | 14.1345 | 347.9045 | Subnational | 49.6 | National | 145
MLI | Sikasso | 3973271 | 45.8735 | 14.522 | 364.6114 | Subnational | 49.6 | National | 177
MLI | Tombouctou | 1066881 | 45.8735 | 8.6233 | 208.3644 | Subnational | 49.6 | National | 48
MMR | Ayeyarwady | 6081763 | 10.1659 | 16.9117 | 406.5104 | National | 360.6076 | National | 196
MMR | Bago East | 2412055 | 10.1659 | 16.9117 | 406.5104 | National | 360.6076 | National | 78
MMR | Bago West | 2412055 | 10.1659 | 16.9117 | 406.5104 | National | 360.6076 | National | 78
MMR | Chin | 520684 | 10.1659 | 16.9117 | 406.5104 | National | 360.6076 | National | 17
MMR | Kachin | 1947475 | 10.1659 | 16.9117 | 406.5104 | National | 360.6076 | National | 63
MMR | Kayah | 334272 | 10.1659 | 16.9117 | 406.5104 | National | 360.6076 | National | 11
MMR | Kayin | 1588505 | 10.1659 | 16.9117 | 406.5104 | National | 360.6076 | National | 51
MMR | Magway | 3810181 | 10.1659 | 16.9117 | 406.5104 | National | 360.6076 | National | 123
MMR | Mandalay | 6494114 | 10.1659 | 16.9117 | 406.5104 | National | 360.6076 | National | 209
MMR | Mon | 1903545 | 10.1659 | 16.9117 | 406.5104 | National | 360.6076 | National | 61
MMR | Nay Pyi Taw | 1303212 | 10.1659 | 16.9117 | 406.5104 | National | 360.6076 | National | 42
MMR | Rakhine | 3285619 | 10.1659 | 16.9117 | 406.5104 | National | 360.6076 | National | 106
MMR | Sagaing | 5521851 | 10.1659 | 16.9117 | 406.5104 | National | 360.6076 | National | 178
MMR | Shan East | 2160805.667 | 10.1659 | 16.9117 | 406.5104 | National | 360.6076 | National | 70
MMR | Shan North | 2160805.667 | 10.1659 | 16.9117 | 406.5104 | National | 360.6076 | National | 70
MMR | Shan South | 2160805.667 | 10.1659 | 16.9117 | 406.5104 | National | 360.6076 | National | 70
MMR | Tanintharyi | 1480870 | 10.1659 | 16.9117 | 406.5104 | National | 360.6076 | National | 48
MMR | Yangon | 8600693 | 10.1659 | 16.9117 | 406.5104 | National | 360.6076 | National | 277
MNE | Andrijevica Municipality | 5531 | 0.16076 | 0.80382 | 13.9865 | National | 15.6086 | National | 1
MNE | Bar Municipality | 46358 | 0.16076 | 0.80382 | 13.9865 | National | 15.6086 | National | 7
MNE | Berane and Petnjica Municipalities | 33068 | 0.16076 | 0.80382 | 13.9865 | National | 15.6086 | National | 5
MNE | Bijelo Polje Municipality | 33308 | 0.16076 | 0.80382 | 13.9865 | National | 15.6086 | National | 5
MNE | Budva Municipality | 22321 | 0.16076 | 0.80382 | 13.9865 | National | 15.6086 | National | 3
MNE | Cetinje Municipality | 16326 | 0.16076 | 0.80382 | 13.9865 | National | 15.6086 | National | 2
MNE | Danilovgrad Municipality | 23073 | 0.16076 | 0.80382 | 13.9865 | National | 15.6086 | National | 3
MNE | Herceg Novi Municipality | 25229 | 0.16076 | 0.80382 | 13.9865 | National | 15.6086 | National | 4
MNE | Kolasin Municipality | 7860 | 0.16076 | 0.80382 | 13.9865 | National | 15.6086 | National | 1
MNE | Kotor Municipality | 25273 | 0.16076 | 0.80382 | 13.9865 | National | 15.6086 | National | 4
MNE | Mojkovac Municipality | 6887 | 0.16076 | 0.80382 | 13.9865 | National | 15.6086 | National | 1
MNE | Niksic Municipality | 70332 | 0.16076 | 0.80382 | 13.9865 | National | 15.6086 | National | 11
MNE | Plav and Gusinje Municipalities | 18083 | 0.16076 | 0.80382 | 13.9865 | National | 15.6086 | National | 3
MNE | Pljevlja Municipality | 25330 | 0.16076 | 0.80382 | 13.9865 | National | 15.6086 | National | 4
MNE | Pluzine Municipality | 2489 | 0.16076 | 0.80382 | 13.9865 | National | 15.6086 | National | 0
MNE | Podgorica Municipality | 206655 | 0.16076 | 0.80382 | 13.9865 | National | 15.6086 | National | 31
MNE | Rozaje Municipality | 25593 | 0.16076 | 0.80382 | 13.9865 | National | 15.6086 | National | 4
MNE | Savnik Municipality | 1458 | 0.16076 | 0.80382 | 13.9865 | National | 15.6086 | National | 0
MNE | Tivat Municipality | 12395 | 0.16076 | 0.80382 | 13.9865 | National | 15.6086 | National | 2
MNE | Ulcinj Municipality | 16282 | 0.16076 | 0.80382 | 13.9865 | National | 15.6086 | National | 2
MNE | Zabljak Municipality | 3232 | 0.16076 | 0.80382 | 13.9865 | National | 15.6086 | National | 0
MNG | Arxangai | 78648 | 0.15468 | 1.2065 | 12.9624 | National | 418.1873 | National | 14
MNG | Bayankhongor | 72110 | 0.15468 | 1.2065 | 12.9624 | National | 418.1873 | National | 12
MNG | Bayan-Olgii | 85192 | 0.15468 | 1.2065 | 12.9624 | National | 418.1873 | National | 15
MNG | Bulgan | 57358 | 0.15468 | 1.2065 | 12.9624 | National | 418.1873 | National | 10
MNG | Darkhan-Uul | 105932 | 0.15468 | 1.2065 | 12.9624 | National | 418.1873 | National | 18
MNG | Dornod | 66741 | 0.15468 | 1.2065 | 12.9624 | National | 418.1873 | National | 12
MNG | Dornogovi | 70613 | 0.15468 | 1.2065 | 12.9624 | National | 418.1873 | National | 12
MNG | Dundgovi | 31181 | 0.15468 | 1.2065 | 12.9624 | National | 418.1873 | National | 5
MNG | Govi-Altai | 47462 | 0.15468 | 1.2065 | 12.9624 | National | 418.1873 | National | 8
MNG | Govisumber | 15296 | 0.15468 | 1.2065 | 12.9624 | National | 418.1873 | National | 3
MNG | Hentii | 63890 | 0.15468 | 1.2065 | 12.9624 | National | 418.1873 | National | 11
MNG | Khovd | 72464 | 0.15468 | 1.2065 | 12.9624 | National | 418.1873 | National | 13
MNG | Khovsgol | 116938 | 0.15468 | 1.2065 | 12.9624 | National | 418.1873 | National | 20
MNG | Omnogovi | 83886 | 0.15468 | 1.2065 | 12.9624 | National | 418.1873 | National | 15
MNG | Orkhon | 105847 | 0.15468 | 1.2065 | 12.9624 | National | 418.1873 | National | 18
MNG | Ovorkhangai | 97864 | 0.15468 | 1.2065 | 12.9624 | National | 418.1873 | National | 17
MNG | Selenge | 97513 | 0.15468 | 1.2065 | 12.9624 | National | 418.1873 | National | 17
MNG | Sukhbaatar | 49936 | 0.15468 | 1.2065 | 12.9624 | National | 418.1873 | National | 9
MNG | To'v | 91968 | 0.15468 | 1.2065 | 12.9624 | National | 418.1873 | National | 16
MNG | Ulaanbaatar | 1873247 | 0.15468 | 1.2065 | 12.9624 | National | 418.1873 | National | 324
MNG | Uvs | 63235 | 0.15468 | 1.2065 | 12.9624 | National | 418.1873 | National | 11
MNG | Zavkhan | 51037 | 0.15468 | 1.2065 | 12.9624 | National | 418.1873 | National | 9
MOZ | Cabo Delgado | 2779480 | 612.8128 | 602.4481 | 7777.1165 | National | 361.629 | National | 80
MOZ | Gaza | 1701281 | 612.8128 | 602.4481 | 7777.1165 | National | 361.629 | National | 49
MOZ | Inhambane | 1783116 | 612.8128 | 602.4481 | 7777.1165 | National | 361.629 | National | 51
MOZ | Manica | 2269862 | 612.8128 | 602.4481 | 7777.1165 | National | 361.629 | National | 65
MOZ | Maputo | 2338681 | 612.8128 | 602.4481 | 7777.1165 | National | 361.629 | National | 67
MOZ | Maputo City | 1324067 | 612.8128 | 602.4481 | 7777.1165 | National | 361.629 | National | 38
MOZ | Nampula | 6720839 | 612.8128 | 602.4481 | 7777.1165 | National | 361.629 | National | 193
MOZ | Niassa | 2100501 | 612.8128 | 602.4481 | 7777.1165 | National | 361.629 | National | 60
MOZ | Sofala | 2692614 | 612.8128 | 602.4481 | 7777.1165 | National | 361.629 | National | 77
MOZ | Tete | 3127703 | 612.8128 | 602.4481 | 7777.1165 | National | 361.629 | National | 90
MOZ | Zambezia | 6131378 | 612.8128 | 602.4481 | 7777.1165 | National | 361.629 | National | 176
MRT | Adrar | 83891 | 0.98087 | 1.5055 | 27.396 | National | 82.3407 | National | 2
MRT | Assaba | 436338 | 0.98087 | 1.5055 | 27.396 | National | 82.3407 | National | 12
MRT | Brakna | 418103 | 0.98087 | 1.5055 | 27.396 | National | 82.3407 | National | 11
MRT | Dakhlet-Nouadhibou | 165726 | 0.98087 | 1.5055 | 27.396 | National | 82.3407 | National | 5
MRT | Gorgol | 449755 | 0.98087 | 1.5055 | 27.396 | National | 82.3407 | National | 12
MRT | Guidimakha | 357523 | 0.98087 | 1.5055 | 27.396 | National | 82.3407 | National | 10
MRT | Hodh El Chargi | 576615 | 0.98087 | 1.5055 | 27.396 | National | 82.3407 | National | 16
MRT | Hodh El Gharbi | 393780 | 0.98087 | 1.5055 | 27.396 | National | 82.3407 | National | 11
MRT | Inchiri | 26294 | 0.98087 | 1.5055 | 27.396 | National | 82.3407 | National | 1
MRT | Nouakchott Nord | 427730 | 0.98087 | 1.5055 | 27.396 | National | 82.3407 | National | 12
MRT | Nouakchott Ouest | 427730 | 0.98087 | 1.5055 | 27.396 | National | 82.3407 | National | 12
MRT | Nouakchott Sud | 427730 | 0.98087 | 1.5055 | 27.396 | National | 82.3407 | National | 12
MRT | Tagant | 108399 | 0.98087 | 1.5055 | 27.396 | National | 82.3407 | National | 3
MRT | Trarza | 71311 | 0.98087 | 1.5055 | 27.396 | National | 82.3407 | National | 2
MRT | Tris-Zemmour | 365212 | 0.98087 | 1.5055 | 27.396 | National | 82.3407 | National | 10
MUS | Black River | 85623 | 2.0542 | 15.5644 | 268.6237 | National | 12.318 | National | 7
MUS | Flacq | 142406 | 2.0542 | 15.5644 | 268.6237 | National | 12.318 | National | 11
MUS | Grand Port | 115822 | 2.0542 | 15.5644 | 268.6237 | National | 12.318 | National | 9
MUS | Moka | 85894 | 2.0542 | 15.5644 | 268.6237 | National | 12.318 | National | 7
MUS | North Islands | 297 | 2.0542 | 15.5644 | 268.6237 | National | 12.318 | National | 0
MUS | Pamplemousses | 145221 | 2.0542 | 15.5644 | 268.6237 | National | 12.318 | National | 12
MUS | Plaine Wilhems | 377082 | 2.0542 | 15.5644 | 268.6237 | National | 12.318 | National | 30
MUS | Port Louis | 121773 | 2.0542 | 15.5644 | 268.6237 | National | 12.318 | National | 10
MUS | Riviere du Rempart | 110878 | 2.0542 | 15.5644 | 268.6237 | National | 12.318 | National | 9
MUS | Rodriguez Island | 44308 | 2.0542 | 15.5644 | 268.6237 | National | 12.318 | National | 4
MUS | Savanne | 70164 | 2.0542 | 15.5644 | 268.6237 | National | 12.318 | National | 6
MWI | Central | 8780720 | 352.2225 | 58.0362 | 3060.7968 | Subnational | 130.7206 | National | 102
MWI | Northern | 2616702 | 352.2225 | 70.585 | 3683.6445 | Subnational | 130.7206 | National | 31
MWI | Southern | 9007901 | 352.2225 | 101.966 | 6270.9393 | Subnational | 130.7206 | National | 105
MYS | Johor | 3995048 | 2.1125 | 15.7145 | 171.3662 | National | 98.2907 | National | 291
MYS | Kedeh | 2232686 | 2.1125 | 15.7145 | 171.3662 | National | 98.2907 | National | 162
MYS | Kelantan | 1946534 | 2.1125 | 15.7145 | 171.3662 | National | 98.2907 | National | 142
MYS | Melaka | 943480 | 2.1125 | 15.7145 | 171.3662 | National | 98.2907 | National | 69
MYS | Negeri | 1171271 | 2.1125 | 15.7145 | 171.3662 | National | 98.2907 | National | 85
MYS | Pahang | 1792451 | 2.1125 | 15.7145 | 171.3662 | National | 98.2907 | National | 130
MYS | Perak | 2558623 | 2.1125 | 15.7145 | 171.3662 | National | 98.2907 | National | 186
MYS | Perlis | 256064 | 2.1125 | 15.7145 | 171.3662 | National | 98.2907 | National | 19
MYS | Pulau Pinang | 1799116 | 2.1125 | 15.7145 | 171.3662 | National | 98.2907 | National | 131
MYS | Sabah | 4114803 | 2.1125 | 15.7145 | 171.3662 | National | 98.2907 | National | 299
MYS | Sarawak | 2954635 | 2.1125 | 15.7145 | 171.3662 | National | 98.2907 | National | 215
MYS | Selangor | 6838412 | 2.1125 | 15.7145 | 171.3662 | National | 98.2907 | National | 497
MYS | Terengganu | 1291631 | 2.1125 | 15.7145 | 171.3662 | National | 98.2907 | National | 94
MYS | W.P. Kuala Lumpur | 1838494 | 2.1125 | 15.7145 | 171.3662 | National | 98.2907 | National | 134
MYS | W.P. Labuan | 101174 | 2.1125 | 15.7145 | 171.3662 | National | 98.2907 | National | 7
MYS | W.P. Putrajaya | 103799 | 2.1125 | 15.7145 | 171.3662 | National | 98.2907 | National | 8
NAM | Erongo | 224329 | 409.6632 | 307.584 | 7608.0221 | Subnational | 474.28 | National | 27
NAM | Hardap | 107551 | 409.6632 | 178.52 | 5300.741 | Subnational | 474.28 | National | 13
NAM | Karas | 88382 | 409.6632 | 218.3703 | 7276.3685 | Subnational | 474.28 | National | 11
NAM | Kavango | 253608 | 409.6632 | 230.2766 | 8355.809 | Subnational | 474.28 | National | 30
NAM | Khomas | 497020 | 409.6632 | 173.4337 | 5313.2671 | Subnational | 474.28 | National | 59
NAM | Kunene | 112938 | 409.6632 | 119.5346 | 4220.9 | Subnational | 474.28 | National | 13
NAM | Ohangwena | 266784 | 409.6632 | 250.3898 | 9574.4123 | Subnational | 474.28 | National | 32
NAM | Omaheke | 78037 | 409.6632 | 137.1144 | 4833.6046 | Subnational | 474.28 | National | 9
NAM | Omusati | 261834 | 409.6632 | 257.415 | 10668.9735 | Subnational | 474.28 | National | 31
NAM | Oshana | 196850 | 409.6632 | 271.2725 | 10166.1163 | Subnational | 474.28 | National | 23
NAM | Oshikoto | 211586 | 409.6632 | 264.6678 | 11193.5572 | Subnational | 474.28 | National | 25
NAM | Otjozondjupa | 163097 | 409.6632 | 185.1659 | 6704.5991 | Subnational | 474.28 | National | 19
NAM | Zambezi | 104996 | 409.6632 | 335.2509 | 14499.6 | Subnational | 474.28 | National | 12
NER | Agadez | 731274 | 15.8126 | 6.5639 | 336.6727 | Subnational | 79.1994 | National | 8
NER | Diffa | 962060 | 15.8126 | 8.2115 | 423.7781 | Subnational | 79.1994 | National | 11
NER | Dosso | 2858986 | 15.8126 | 1.0493 | 50.9621 | Subnational | 79.1994 | National | 32
NER | Maradi | 5020084 | 15.8126 | 1.2948 | 69.3215 | Subnational | 79.1994 | National | 57
NER | Niamey | 1488675 | 15.8126 | 9.27 | 473.1053 | Subnational | 79.1994 | National | 17
NER | Tahoua | 5497591 | 15.8126 | 1.3097 | 69.2485 | Subnational | 79.1994 | National | 62
NER | Tillaberi | 3913428 | 15.8126 | 0.76659 | 38.4573 | Subnational | 79.1994 | National | 44
NER | Zinder | 5735881 | 15.8126 | 0.97631 | 49.0073 | Subnational | 79.1994 | National | 65
NGA | Abia | 4137036 | 64.7936 | 37.8048 | 999.1936 | Subnational | 218.8365 | National | 89
NGA | Adamawa | 4689089 | 64.7936 | 28.2997 | 787.8076 | Subnational | 218.8365 | National | 101
NGA | Akwa Ibom | 6042688 | 64.7936 | 43.5071 | 2618.1064 | Subnational | 218.8365 | National | 130
NGA | Anambra | 6331740 | 64.7936 | 37.3989 | 1006.7217 | Subnational | 218.8365 | National | 136
NGA | Bauchi | 7135210 | 64.7936 | 12.109 | 363.6053 | Subnational | 218.8365 | National | 153
NGA | Bayelsa | 2706605 | 64.7936 | 32.4761 | 757.2586 | Subnational | 218.8365 | National | 58
NGA | Benue | 6201782 | 64.7936 | 55.0971 | 3665.1562 | Subnational | 218.8365 | National | 133
NGA | Borno | 7033736 | 64.7936 | 6.739 | 295.0637 | Subnational | 218.8365 | National | 151
NGA | Cross River | 4221596 | 64.7936 | 19.9688 | 1089.28 | Subnational | 218.8365 | National | 90
NGA | Delta | 6215429 | 64.7936 | 17.4726 | 1012.3195 | Subnational | 218.8365 | National | 133
NGA | Ebonyi | 3181591 | 64.7936 | 11.7866 | 350.2021 | Subnational | 218.8365 | National | 68
NGA | Edo | 4685327 | 64.7936 | 34.448 | 962.6649 | Subnational | 218.8365 | National | 100
NGA | Ekiti | 3744525 | 64.7936 | 6.2758 | 205.046 | Subnational | 218.8365 | National | 80
NGA | Enugu | 4709492 | 64.7936 | 20.172 | 1143.7327 | Subnational | 218.8365 | National | 101
NGA | Federal Capital Territory | 5156388 | 64.7936 | 11.5197 | 713.7167 | Subnational | 218.8365 | National | 111
NGA | Gombe | 3618133 | 64.7936 | 10.779 | 663.823 | Subnational | 218.8365 | National | 78
NGA | Imo | 5916586 | 64.7936 | 16.1918 | 859.8202 | Subnational | 218.8365 | National | 127
NGA | Jigawa | 6315794 | 64.7936 | 5.1458 | 175.9557 | Subnational | 218.8365 | National | 135
NGA | Kaduna | 9340695 | 64.7936 | 15.8768 | 939.6838 | Subnational | 218.8365 | National | 200
NGA | Kano | 14517702 | 64.7936 | 13.7074 | 410.5057 | Subnational | 218.8365 | National | 311
NGA | Katsina | 8586035 | 64.7936 | 5.4624 | 185.7085 | Subnational | 218.8365 | National | 184
NGA | Kebbi | 4810542 | 64.7936 | 7.1717 | 255.5845 | Subnational | 218.8365 | National | 103
NGA | Kogi | 5158497 | 64.7936 | 9.8672 | 546.8259 | Subnational | 218.8365 | National | 111
NGA | Kwara | 3603482 | 64.7936 | 12.4047 | 407.578 | Subnational | 218.8365 | National | 77
NGA | Lagos | 15869660 | 64.7936 | 13.3084 | 721.4395 | Subnational | 218.8365 | National | 340
NGA | Nasarawa | 2727111 | 64.7936 | 17.4544 | 961.6037 | Subnational | 218.8365 | National | 58
NGA | Niger | 6127484 | 64.7936 | 10.6243 | 513.4408 | Subnational | 218.8365 | National | 131
NGA | Ogun | 6243508 | 64.7936 | 21.4623 | 579.2577 | Subnational | 218.8365 | National | 134
NGA | Ondo | 4984316 | 64.7936 | 15.7895 | 468.0883 | Subnational | 218.8365 | National | 107
NGA | Osun | 5149983 | 64.7936 | 16.2136 | 400.0596 | Subnational | 218.8365 | National | 110
NGA | Oyo | 9034109 | 64.7936 | 17.4007 | 485.8144 | Subnational | 218.8365 | National | 194
NGA | Plateau | 4640067 | 64.7936 | 17.6506 | 964.9214 | Subnational | 218.8365 | National | 99
NGA | Rivers | 8362386 | 64.7936 | 35.5521 | 2101.0511 | Subnational | 218.8365 | National | 179
NGA | Sokoto | 5361570 | 64.7936 | 5.8378 | 197.5354 | Subnational | 218.8365 | National | 115
NGA | Taraba | 3249178 | 64.7936 | 23.1135 | 1284.5403 | Subnational | 218.8365 | National | 70
NGA | Yobe | 3859913 | 64.7936 | 6.0882 | 219.9013 | Subnational | 218.8365 | National | 83
NGA | Zamfara | 4872236 | 64.7936 | 4.618 | 145.3337 | Subnational | 218.8365 | National | 104
NIC | Boaco | 194907 | 4.9971 | 22.4642 | 216.1489 | National | 45.2519 | National | 18
NIC | Carazo | 207682 | 4.9971 | 22.4642 | 216.1489 | National | 45.2519 | National | 19
NIC | Chinandega | 463431 | 4.9971 | 22.4642 | 216.1489 | National | 45.2519 | National | 42
NIC | Chontales | 201070 | 4.9971 | 22.4642 | 216.1489 | National | 45.2519 | National | 18
NIC | Esteli | 242159 | 4.9971 | 22.4642 | 216.1489 | National | 45.2519 | National | 22
NIC | Granada | 225778 | 4.9971 | 22.4642 | 216.1489 | National | 45.2519 | National | 21
NIC | Jinotega | 501065 | 4.9971 | 22.4642 | 216.1489 | National | 45.2519 | National | 46
NIC | Leon | 443569 | 4.9971 | 22.4642 | 216.1489 | National | 45.2519 | National | 40
NIC | Madriz | 184087 | 4.9971 | 22.4642 | 216.1489 | National | 45.2519 | National | 17
NIC | Managua | 1629667 | 4.9971 | 22.4642 | 216.1489 | National | 45.2519 | National | 148
NIC | Masaya | 412861 | 4.9971 | 22.4642 | 216.1489 | National | 45.2519 | National | 38
NIC | Matagalpa | 625241 | 4.9971 | 22.4642 | 216.1489 | National | 45.2519 | National | 57
NIC | Nueva Segovia | 286103 | 4.9971 | 22.4642 | 216.1489 | National | 45.2519 | National | 26
NIC | Region Autonoma Atlantico Norte | 558961 | 4.9971 | 22.4642 | 216.1489 | National | 45.2519 | National | 51
NIC | Region Autonoma Atlantico Sur | 436711 | 4.9971 | 22.4642 | 216.1489 | National | 45.2519 | National | 40
NIC | Rio San Juan | 142689 | 4.9971 | 22.4642 | 216.1489 | National | 45.2519 | National | 13
NIC | Rivas | 192413 | 4.9971 | 22.4642 | 216.1489 | National | 45.2519 | National | 18
NPL | Bagmati | 8043376 | 1.7584 | 5.1886 | 95.7427 | National | 229.7321 | National | 1061
NPL | Gandaki | 1743660 | 1.7584 | 5.1886 | 95.7427 | National | 229.7321 | National | 230
NPL | Karnali | 1115171 | 1.7584 | 5.1886 | 95.7427 | National | 229.7321 | National | 147
NPL | Lumbini | 3930610 | 1.7584 | 5.1886 | 95.7427 | National | 229.7321 | National | 519
NPL | Province 1 | 6245840 | 1.7584 | 5.1886 | 95.7427 | National | 229.7321 | National | 824
NPL | Province 2 | 6037539 | 1.7584 | 5.1886 | 95.7427 | National | 229.7321 | National | 797
NPL | Sudurpaschim | 3432657 | 1.7584 | 5.1886 | 95.7427 | National | 229.7321 | National | 453
PAK | Azad Jammu and Kashmir | 4721646 | 1.0036 | 5.4942 | 33.3534 | National | 264.0425 | National | 52
PAK | Balochistan | 14558488 | 1.0036 | 5.4942 | 33.3534 | National | 264.0425 | National | 160
PAK | Gilgit Baltistan | 1742502 | 1.0036 | 5.4942 | 33.3534 | National | 264.0425 | National | 19
PAK | Islamabad Capital Territory | 2544709 | 1.0036 | 5.4942 | 33.3534 | National | 264.0425 | National | 28
PAK | Khyber Pakhtunkhwa | 35179744 | 1.0036 | 5.4942 | 33.3534 | National | 264.0425 | National | 387
PAK | Punjab | 122213308 | 1.0036 | 5.4942 | 33.3534 | National | 264.0425 | National | 1345
PAK | Sindh | 53905702 | 1.0036 | 5.4942 | 33.3534 | National | 264.0425 | National | 593
PER | Amazonas | 438173 | 3.6619 | 18.7906 | 253.4451 | National | 130.5039 | National | 117
PER | Ancash | 1217501 | 3.6619 | 18.7906 | 253.4451 | National | 130.5039 | National | 326
PER | Apurimac | 438120 | 3.6619 | 18.7906 | 253.4451 | National | 130.5039 | National | 117
PER | Arequipa | 1584373 | 3.6619 | 18.7906 | 253.4451 | National | 130.5039 | National | 425
PER | Ayacucho | 683686 | 3.6619 | 18.7906 | 253.4451 | National | 130.5039 | National | 183
PER | Cajamarca | 1482651 | 3.6619 | 18.7906 | 253.4451 | National | 130.5039 | National | 398
PER | Callao | 1194554 | 3.6619 | 18.7906 | 253.4451 | National | 130.5039 | National | 320
PER | Cusco | 1407582 | 3.6619 | 18.7906 | 253.4451 | National | 130.5039 | National | 377
PER | Huancavelica | 357698 | 3.6619 | 18.7906 | 253.4451 | National | 130.5039 | National | 96
PER | Huanuco | 769984 | 3.6619 | 18.7906 | 253.4451 | National | 130.5039 | National | 206
PER | Ica | 1039993 | 3.6619 | 18.7906 | 253.4451 | National | 130.5039 | National | 279
PER | Junin | 1401088 | 3.6619 | 18.7906 | 253.4451 | National | 130.5039 | National | 376
PER | La Libertad | 2117957 | 3.6619 | 18.7906 | 253.4451 | National | 130.5039 | National | 568
PER | Lambayeque | 1365169 | 3.6619 | 18.7906 | 253.4451 | National | 130.5039 | National | 366
PER | Lima | 11200772 | 3.6619 | 18.7906 | 253.4451 | National | 130.5039 | National | 3003
PER | Loreto | 1065312 | 3.6619 | 18.7906 | 253.4451 | National | 130.5039 | National | 286
PER | Madre de Dios | 189104 | 3.6619 | 18.7906 | 253.4451 | National | 130.5039 | National | 51
PER | Moquegua | 201194 | 3.6619 | 18.7906 | 253.4451 | National | 130.5039 | National | 54
PER | Pasco | 274561 | 3.6619 | 18.7906 | 253.4451 | National | 130.5039 | National | 74
PER | Piura | 2144212 | 3.6619 | 18.7906 | 253.4451 | National | 130.5039 | National | 575
PER | Puno | 1250330 | 3.6619 | 18.7906 | 253.4451 | National | 130.5039 | National | 335
PER | San Martin | 942459 | 3.6619 | 18.7906 | 253.4451 | National | 130.5039 | National | 253
PER | Tacna | 391736 | 3.6619 | 18.7906 | 253.4451 | National | 130.5039 | National | 105
PER | Tumbes | 264632 | 3.6619 | 18.7906 | 253.4451 | National | 130.5039 | National | 71
PER | Ucayali | 627047 | 3.6619 | 18.7906 | 253.4451 | National | 130.5039 | National | 168
PHL | Autonomous Region in Muslim Mindanao | 4514592 | 3.9455 | 48.2764 | 261.5127 | National | 218.9394 | Subnational | 292
PHL | Cordillera Administrative Region | 1902490 | 3.9455 | 48.2764 | 261.5127 | National | 293.012 | Subnational | 123
PHL | National Capital Region | 14623169 | 3.9455 | 48.2764 | 261.5127 | National | 867.4733 | Subnational | 946
PHL | Region I | 5544420 | 3.9455 | 48.2764 | 261.5127 | National | 531.0496 | Subnational | 359
PHL | Region II | 3860745 | 3.9455 | 48.2764 | 261.5127 | National | 474.1347 | Subnational | 250
PHL | Region III | 13160498 | 3.9455 | 48.2764 | 261.5127 | National | 864.2316 | Subnational | 852
PHL | Region IV-A | 17250101 | 3.9455 | 48.2764 | 261.5127 | National | 903.9024 | Subnational | 1116
PHL | Region IV-B | 3363734 | 3.9455 | 48.2764 | 261.5127 | National | 651.9743 | Subnational | 218
PHL | Region IX | 3971830 | 3.9455 | 48.2764 | 261.5127 | National | 519.5664 | Subnational | 257
PHL | Region V | 6472129 | 3.9455 | 48.2764 | 261.5127 | National | 573.8819 | Subnational | 419
PHL | Region VI | 8320085 | 3.9455 | 48.2764 | 261.5127 | National | 686.8851 | Subnational | 538
PHL | Region VII | 8438194 | 3.9455 | 48.2764 | 261.5127 | National | 499.6264 | Subnational | 546
PHL | Region VIII | 5038998 | 3.9455 | 48.2764 | 261.5127 | National | 424.0726 | Subnational | 326
PHL | Region X | 5312238 | 3.9455 | 48.2764 | 261.5127 | National | 442.8835 | Subnational | 344
PHL | Region XI | 5646240 | 3.9455 | 48.2764 | 261.5127 | National | 412.4589 | Subnational | 365
PHL | Region XII | 5228714 | 3.9455 | 48.2764 | 261.5127 | National | 532.4222 | Subnational | 338
PHL | Region XIII | 2910850 | 3.9455 | 48.2764 | 261.5127 | National | 589.5414 | Subnational | 188
PNG | Autonomous Region of Bougainville | 327164 | 45.6485 | 71.9309 | 938.8015 | National | 422.1344 | National | 8
PNG | Central Province | 310361 | 45.6485 | 71.9309 | 938.8015 | National | 422.1344 | National | 7
PNG | Chimbu (Simbu) Province | 641392 | 45.6485 | 71.9309 | 938.8015 | National | 422.1344 | National | 15
PNG | East New Britain Province | 353789 | 45.6485 | 71.9309 | 938.8015 | National | 422.1344 | National | 8
PNG | East Sepik Province | 580480 | 45.6485 | 71.9309 | 938.8015 | National | 422.1344 | National | 13
PNG | Eastern Highlands Province | 819598 | 45.6485 | 71.9309 | 938.8015 | National | 422.1344 | National | 19
PNG | Enga Province | 724290 | 45.6485 | 71.9309 | 938.8015 | National | 422.1344 | National | 17
PNG | Gulf Province | 149866 | 45.6485 | 71.9309 | 938.8015 | National | 422.1344 | National | 3
PNG | Hela Province | 660209 | 45.6485 | 71.9309 | 938.8015 | National | 422.1344 | National | 15
PNG | Jiwaka Province | 628908 | 45.6485 | 71.9309 | 938.8015 | National | 422.1344 | National | 14
PNG | Madang Province | 678723 | 45.6485 | 71.9309 | 938.8015 | National | 422.1344 | National | 16
PNG | Manus Province | 60295 | 45.6485 | 71.9309 | 938.8015 | National | 422.1344 | National | 1
PNG | Milne Bay Province | 357150 | 45.6485 | 71.9309 | 938.8015 | National | 422.1344 | National | 8
PNG | Morobe Province | 830943 | 45.6485 | 71.9309 | 938.8015 | National | 422.1344 | National | 19
PNG | National Capital District | 422618 | 45.6485 | 71.9309 | 938.8015 | National | 422.1344 | National | 10
PNG | New Ireland Province | 226325 | 45.6485 | 71.9309 | 938.8015 | National | 422.1344 | National | 5
PNG | Northern (Oro) Province | 243885 | 45.6485 | 71.9309 | 938.8015 | National | 422.1344 | National | 6
PNG | Southern Highlands Province | 766529 | 45.6485 | 71.9309 | 938.8015 | National | 422.1344 | National | 18
PNG | West New Britain Province | 331932 | 45.6485 | 71.9309 | 938.8015 | National | 422.1344 | National | 8
PNG | West Sepik (Sandaun) Province | 294444 | 45.6485 | 71.9309 | 938.8015 | National | 422.1344 | National | 7
PNG | Western Highlands Province | 513332 | 45.6485 | 71.9309 | 938.8015 | National | 422.1344 | National | 12
PNG | Western Province | 220387 | 45.6485 | 71.9309 | 938.8015 | National | 422.1344 | National | 5
PRK | Jagang | 1593019 | 0.4698 | 3.7817 | 52.9247 | National | 512.0917 | National | 3
PRK | Kangwon | 1620849 | 0.4698 | 3.7817 | 52.9247 | National | 512.0917 | National | 3
PRK | Nampo | 1070944 | 0.4698 | 3.7817 | 52.9247 | National | 512.0917 | National | 2
PRK | North Hamgyong | 2594890 | 0.4698 | 3.7817 | 52.9247 | National | 512.0917 | National | 5
PRK | North Hwanghae | 2714454 | 0.4698 | 3.7817 | 52.9247 | National | 512.0917 | National | 5
PRK | North Pyongan | 3281357 | 0.4698 | 3.7817 | 52.9247 | National | 512.0917 | National | 6
PRK | Pyongyang | 3084744 | 0.4698 | 3.7817 | 52.9247 | National | 512.0917 | National | 6
PRK | Ryanggang | 847812 | 0.4698 | 3.7817 | 52.9247 | National | 512.0917 | National | 2
PRK | South Hamgyong | 3262187 | 0.4698 | 3.7817 | 52.9247 | National | 512.0917 | National | 6
PRK | South Hwanghae | 2646120 | 0.4698 | 3.7817 | 52.9247 | National | 512.0917 | National | 5
PRK | South Pyongan | 3353039 | 0.4698 | 3.7817 | 52.9247 | National | 512.0917 | National | 6
PRY | Alto Paraguay | 17210 | 4.9004 | 20.1531 | 242.5871 | National | 47.7341 | National | 1
PRY | Alto Parana | 776875 | 4.9004 | 20.1531 | 242.5871 | National | 47.7341 | National | 65
PRY | Amambay | 161315 | 4.9004 | 20.1531 | 242.5871 | National | 47.7341 | National | 13
PRY | Asuncion | 474183 | 4.9004 | 20.1531 | 242.5871 | National | 47.7341 | National | 40
PRY | Boqueron | 63064 | 4.9004 | 20.1531 | 242.5871 | National | 47.7341 | National | 5
PRY | Caaguazu | 524405 | 4.9004 | 20.1531 | 242.5871 | National | 47.7341 | National | 44
PRY | Caazapa | 179244 | 4.9004 | 20.1531 | 242.5871 | National | 47.7341 | National | 15
PRY | Canindeyu | 221818 | 4.9004 | 20.1531 | 242.5871 | National | 47.7341 | National | 19
PRY | Central | 2080977 | 4.9004 | 20.1531 | 242.5871 | National | 47.7341 | National | 174
PRY | Concepcion | 238736 | 4.9004 | 20.1531 | 242.5871 | National | 47.7341 | National | 20
PRY | Cordillera | 290385 | 4.9004 | 20.1531 | 242.5871 | National | 47.7341 | National | 24
PRY | Guaira | 211506 | 4.9004 | 20.1531 | 242.5871 | National | 47.7341 | National | 18
PRY | Itapua | 576763 | 4.9004 | 20.1531 | 242.5871 | National | 47.7341 | National | 48
PRY | Misiones | 117194 | 4.9004 | 20.1531 | 242.5871 | National | 47.7341 | National | 10
PRY | Neembucu | 82935 | 4.9004 | 20.1531 | 242.5871 | National | 47.7341 | National | 7
PRY | Paraguari | 238098 | 4.9004 | 20.1531 | 242.5871 | National | 47.7341 | National | 20
PRY | Presidente Hayes | 120612 | 4.9004 | 20.1531 | 242.5871 | National | 47.7341 | National | 10
PRY | San Pedro | 405432 | 4.9004 | 20.1531 | 242.5871 | National | 47.7341 | National | 34
ROU | Alba | 321199 | 1.1408 | 3.3451 | 75.2801 | National | 45.0111 | National | 39
ROU | Arad | 420697 | 1.1408 | 3.3451 | 75.2801 | National | 45.0111 | National | 51
ROU | Arges | 602435 | 1.1408 | 3.3451 | 75.2801 | National | 45.0111 | National | 73
ROU | Bacau | 563175 | 1.1408 | 3.3451 | 75.2801 | National | 45.0111 | National | 68
ROU | Bihor | 578138 | 1.1408 | 3.3451 | 75.2801 | National | 45.0111 | National | 70
ROU | Bistrita-Nasaud | 275592 | 1.1408 | 3.3451 | 75.2801 | National | 45.0111 | National | 33
ROU | Botosani | 390174 | 1.1408 | 3.3451 | 75.2801 | National | 45.0111 | National | 47
ROU | Braila | 289852 | 1.1408 | 3.3451 | 75.2801 | National | 45.0111 | National | 35
ROU | Brasov | 537088 | 1.1408 | 3.3451 | 75.2801 | National | 45.0111 | National | 65
ROU | Bucuresti | 1927584 | 1.1408 | 3.3451 | 75.2801 | National | 45.0111 | National | 233
ROU | Buzau | 429839 | 1.1408 | 3.3451 | 75.2801 | National | 45.0111 | National | 52
ROU | Calarasi | 304430 | 1.1408 | 3.3451 | 75.2801 | National | 45.0111 | National | 37
ROU | Caras-Severin | 274883 | 1.1408 | 3.3451 | 75.2801 | National | 45.0111 | National | 33
ROU | Cluj | 712469 | 1.1408 | 3.3451 | 75.2801 | National | 45.0111 | National | 86
ROU | Constanta | 683762 | 1.1408 | 3.3451 | 75.2801 | National | 45.0111 | National | 83
ROU | Covasna | 207950 | 1.1408 | 3.3451 | 75.2801 | National | 45.0111 | National | 25
ROU | Dambovita | 521996 | 1.1408 | 3.3451 | 75.2801 | National | 45.0111 | National | 63
ROU | Dolj | 623505 | 1.1408 | 3.3451 | 75.2801 | National | 45.0111 | National | 75
ROU | Galati | 486964 | 1.1408 | 3.3451 | 75.2801 | National | 45.0111 | National | 59
ROU | Giurgiu | 283093 | 1.1408 | 3.3451 | 75.2801 | National | 45.0111 | National | 34
ROU | Gorj | 315825 | 1.1408 | 3.3451 | 75.2801 | National | 45.0111 | National | 38
ROU | Harghita | 310561 | 1.1408 | 3.3451 | 75.2801 | National | 45.0111 | National | 38
ROU | Hunedoara | 378162 | 1.1408 | 3.3451 | 75.2801 | National | 45.0111 | National | 46
ROU | Ialomita | 265675 | 1.1408 | 3.3451 | 75.2801 | National | 45.0111 | National | 32
ROU | Iasi | 766185 | 1.1408 | 3.3451 | 75.2801 | National | 45.0111 | National | 93
ROU | Ilfov | 529568 | 1.1408 | 3.3451 | 75.2801 | National | 45.0111 | National | 64
ROU | Maramures | 467083 | 1.1408 | 3.3451 | 75.2801 | National | 45.0111 | National | 56
ROU | Mehedinti | 240796 | 1.1408 | 3.3451 | 75.2801 | National | 45.0111 | National | 29
ROU | Mures | 547578 | 1.1408 | 3.3451 | 75.2801 | National | 45.0111 | National | 66
ROU | Neamt | 419011 | 1.1408 | 3.3451 | 75.2801 | National | 45.0111 | National | 51
ROU | Olt | 410257 | 1.1408 | 3.3451 | 75.2801 | National | 45.0111 | National | 50
ROU | Prahova | 735155 | 1.1408 | 3.3451 | 75.2801 | National | 45.0111 | National | 89
ROU | Salaj | 212817 | 1.1408 | 3.3451 | 75.2801 | National | 45.0111 | National | 26
ROU | Satu Mare | 337691 | 1.1408 | 3.3451 | 75.2801 | National | 45.0111 | National | 41
ROU | Sibiu | 392369 | 1.1408 | 3.3451 | 75.2801 | National | 45.0111 | National | 47
ROU | Suceava | 612953 | 1.1408 | 3.3451 | 75.2801 | National | 45.0111 | National | 74
ROU | Teleorman | 351176 | 1.1408 | 3.3451 | 75.2801 | National | 45.0111 | National | 42
ROU | Timis | 722462 | 1.1408 | 3.3451 | 75.2801 | National | 45.0111 | National | 87
ROU | Tulcea | 185490 | 1.1408 | 3.3451 | 75.2801 | National | 45.0111 | National | 22
ROU | Valcea | 350517 | 1.1408 | 3.3451 | 75.2801 | National | 45.0111 | National | 42
ROU | Vaslui | 359928 | 1.1408 | 3.3451 | 75.2801 | National | 45.0111 | National | 44
ROU | Vrancea | 313180 | 1.1408 | 3.3451 | 75.2801 | National | 45.0111 | National | 38
RUS | Central | 40434059 | 9.4514 | 82.3806 | 790.1347 | National | 47.5525 | National | 9016
RUS | Far Eastern | 5951094 | 9.4514 | 82.3806 | 790.1347 | National | 47.5525 | National | 1327
RUS | North Caucasus | 10426484 | 9.4514 | 82.3806 | 790.1347 | National | 47.5525 | National | 2325
RUS | Northwestern | 13616691 | 9.4514 | 82.3806 | 790.1347 | National | 47.5525 | National | 3036
RUS | Siberian | 18825925 | 9.4514 | 82.3806 | 790.1347 | National | 47.5525 | National | 4198
RUS | South | 14145007 | 9.4514 | 82.3806 | 790.1347 | National | 47.5525 | National | 3154
RUS | Ural | 12085582 | 9.4514 | 82.3806 | 790.1347 | National | 47.5525 | National | 2695
RUS | Volga | 29228472 | 9.4514 | 82.3806 | 790.1347 | National | 47.5525 | National | 6517
RWA | Eastern Province | 3993862 | 90.5179 | 21.9086 | 1265.0913 | Subnational | 56.4557 | National | 32
RWA | Kigali City | 1778385 | 90.5179 | 47.8524 | 3097.0797 | Subnational | 56.4557 | National | 14
RWA | Northern Province | 1915291 | 90.5179 | 21.4589 | 1284.1913 | Subnational | 56.4557 | National | 15
RWA | Southern Province | 3162141 | 90.5179 | 22.295 | 1372.3613 | Subnational | 56.4557 | National | 25
RWA | Western Province | 2927011 | 90.5179 | 24.2568 | 1508.3988 | Subnational | 56.4557 | National | 23
SDN | Aj Jazirah | 4906808 | 17.9057 | 31.6917 | 245.6508 | National | 56.9461 | National | 47
SDN | Blue Nile | 1344256 | 17.9057 | 31.6917 | 245.6508 | National | 56.9461 | National | 13
SDN | Central Darfur | 542984 | 17.9057 | 31.6917 | 245.6508 | National | 56.9461 | National | 5
SDN | East Darfur | 2334115 | 17.9057 | 31.6917 | 245.6508 | National | 56.9461 | National | 22
SDN | Gedaref | 1686598 | 17.9057 | 31.6917 | 245.6508 | National | 56.9461 | National | 16
SDN | Kassala | 2642310 | 17.9057 | 31.6917 | 245.6508 | National | 56.9461 | National | 25
SDN | Khartoum | 8040145 | 17.9057 | 31.6917 | 245.6508 | National | 56.9461 | National | 77
SDN | North Darfur | 3783126 | 17.9057 | 31.6917 | 245.6508 | National | 56.9461 | National | 36
SDN | North Kordofan | 3099901 | 17.9057 | 31.6917 | 245.6508 | National | 56.9461 | National | 30
SDN | Northern | 987873 | 17.9057 | 31.6917 | 245.6508 | National | 56.9461 | National | 10
SDN | Red Sea | 2699222 | 17.9057 | 31.6917 | 245.6508 | National | 56.9461 | National | 26
SDN | River Nile | 1642424 | 17.9057 | 31.6917 | 245.6508 | National | 56.9461 | National | 16
SDN | Sennar | 1761313 | 17.9057 | 31.6917 | 245.6508 | National | 56.9461 | National | 17
SDN | South Darfur | 5167539 | 17.9057 | 31.6917 | 245.6508 | National | 56.9461 | National | 50
SDN | South Kordofan | 967727 | 17.9057 | 31.6917 | 245.6508 | National | 56.9461 | National | 9
SDN | West Darfur | 821419 | 17.9057 | 31.6917 | 245.6508 | National | 56.9461 | National | 8
SDN | West Kordofan | 1942061 | 17.9057 | 31.6917 | 245.6508 | National | 56.9461 | National | 19
SDN | White Nile | 2504380 | 17.9057 | 31.6917 | 245.6508 | National | 56.9461 | National | 24
SEN | Dakar | 4021386 | 21.6614 | 6.8882 | 163.0284 | Subnational | 112.5811 | National | 221
SEN | Diourbel | 1919539 | 21.6614 | 2.5006 | 74.8096 | Subnational | 112.5811 | National | 106
SEN | Fatick | 915774 | 21.6614 | 6.0058 | 178.7559 | Subnational | 112.5811 | National | 50
SEN | Kaffrine | 726820 | 21.6614 | 5.3658 | 138.2736 | Subnational | 112.5811 | National | 40
SEN | Kaolack | 1231726 | 21.6614 | 3.5722 | 92.3907 | Subnational | 112.5811 | National | 68
SEN | Kedougou | 194026 | 21.6614 | 12.8849 | 364.3842 | Subnational | 112.5811 | National | 11
SEN | Kolda | 849201 | 21.6614 | 19.6655 | 476.0946 | Subnational | 112.5811 | National | 47
SEN | Louga | 1120640 | 21.6614 | 10.9759 | 337.6642 | Subnational | 112.5811 | National | 62
SEN | Matam | 721102 | 21.6614 | 6.9338 | 202.0519 | Subnational | 112.5811 | National | 40
SEN | Saint Louis | 1165153 | 21.6614 | 5.1495 | 145.5603 | Subnational | 112.5811 | National | 64
SEN | Sedhiou | 580683 | 21.6614 | 9.9882 | 307.5688 | Subnational | 112.5811 | National | 32
SEN | Tambacounda | 873363 | 21.6614 | 10.076 | 249.1518 | Subnational | 112.5811 | National | 48
SEN | Thies | 2293097 | 21.6614 | 5.1459 | 154.5944 | Subnational | 112.5811 | National | 126
SEN | Ziguinchor | 703941 | 21.6614 | 20.4563 | 808.1643 | Subnational | 112.5811 | National | 39
SLB | Central | 34130 | 6.2223 | 15.1113 | 106.9641 | National | 64.9854 | National | 1
SLB | Choiseul | 38218 | 6.2223 | 15.1113 | 106.9641 | National | 64.9854 | National | 1
SLB | Guadalcanal | 165803 | 6.2223 | 15.1113 | 106.9641 | National | 64.9854 | National | 3
SLB | Honiara | 94641 | 6.2223 | 15.1113 | 106.9641 | National | 64.9854 | National | 2
SLB | Isabel | 36515 | 6.2223 | 15.1113 | 106.9641 | National | 64.9854 | National | 1
SLB | Makira-Ulawa | 58214 | 6.2223 | 15.1113 | 106.9641 | National | 64.9854 | National | 1
SLB | Malaita | 165878 | 6.2223 | 15.1113 | 106.9641 | National | 64.9854 | National | 3
SLB | Rennell-Bell | 4293 | 6.2223 | 15.1113 | 106.9641 | National | 64.9854 | National | 0
SLB | Temotu | 25162 | 6.2223 | 15.1113 | 106.9641 | National | 64.9854 | National | 0
SLB | Western | 101418 | 6.2223 | 15.1113 | 106.9641 | National | 64.9854 | National | 2
SLE | Eastern | 2212833.28 | 65.4544 | 15.3649 | 490.3668 | Subnational | 285.0139 | National | 95
SLE | North West | 1353463.532 | 65.4544 | 25.6379 | 726.4326 | Subnational | 285.0139 | National | 58
SLE | Northern | 1502704.554 | 65.4544 | 16.9694 | 546.8806 | Subnational | 285.0139 | National | 64
SLE | Southern | 2089313.828 | 65.4544 | 22.3997 | 590.3374 | Subnational | 285.0139 | National | 89
SLE | Western | 1447844.805 | 65.4544 | 45.5159 | 1696.1072 | Subnational | 285.0139 | National | 62
SLV | Ahuachapan | 365441 | 4.6495 | 17.7223 | 329.2721 | National | 49.0959 | National | 34
SLV | Cabanas | 153569 | 4.6495 | 17.7223 | 329.2721 | National | 49.0959 | National | 14
SLV | Chalatenango | 179412 | 4.6495 | 17.7223 | 329.2721 | National | 49.0959 | National | 17
SLV | Cuscatlan | 266256 | 4.6495 | 17.7223 | 329.2721 | National | 49.0959 | National | 25
SLV | La Libertad | 801609 | 4.6495 | 17.7223 | 329.2721 | National | 49.0959 | National | 74
SLV | La Paz | 357934 | 4.6495 | 17.7223 | 329.2721 | National | 49.0959 | National | 33
SLV | La Union | 230070 | 4.6495 | 17.7223 | 329.2721 | National | 49.0959 | National | 21
SLV | Morazan | 193833 | 4.6495 | 17.7223 | 329.2721 | National | 49.0959 | National | 18
SLV | San Miguel | 464959 | 4.6495 | 17.7223 | 329.2721 | National | 49.0959 | National | 43
SLV | San Salvador | 1733558 | 4.6495 | 17.7223 | 329.2721 | National | 49.0959 | National | 161
SLV | San Vicente | 174373 | 4.6495 | 17.7223 | 329.2721 | National | 49.0959 | National | 16
SLV | Santa Ana | 560837 | 4.6495 | 17.7223 | 329.2721 | National | 49.0959 | National | 52
SLV | Sonsonate | 505016 | 4.6495 | 17.7223 | 329.2721 | National | 49.0959 | National | 47
SLV | Usulutan | 349531 | 4.6495 | 17.7223 | 329.2721 | National | 49.0959 | National | 32
SOM | Awdal | 711404 | 17.0449 | 18.7907 | 245.2554 | National | 251.9692 | National | 3
SOM | Bakool | 727947 | 17.0449 | 18.7907 | 245.2554 | National | 251.9692 | National | 3
SOM | Banadir | 2057918 | 17.0449 | 18.7907 | 245.2554 | National | 251.9692 | National | 7
SOM | Bari | 906625 | 17.0449 | 18.7907 | 245.2554 | National | 251.9692 | National | 3
SOM | Bay | 1458901 | 17.0449 | 18.7907 | 245.2554 | National | 251.9692 | National | 5
SOM | Galgaduud | 781516 | 17.0449 | 18.7907 | 245.2554 | National | 251.9692 | National | 3
SOM | Gedo | 781437 | 17.0449 | 18.7907 | 245.2554 | National | 251.9692 | National | 3
SOM | Hiraan | 776290 | 17.0449 | 18.7907 | 245.2554 | National | 251.9692 | National | 3
SOM | Lower Juba | 913393 | 17.0449 | 18.7907 | 245.2554 | National | 251.9692 | National | 3
SOM | Lower Shabelle | 1989716 | 17.0449 | 18.7907 | 245.2554 | National | 251.9692 | National | 7
SOM | Middle Juba | 558368 | 17.0449 | 18.7907 | 245.2554 | National | 251.9692 | National | 2
SOM | Middle Shabelle | 1209402 | 17.0449 | 18.7907 | 245.2554 | National | 251.9692 | National | 4
SOM | Mudug | 831318 | 17.0449 | 18.7907 | 245.2554 | National | 251.9692 | National | 3
SOM | Nugaal | 293188 | 17.0449 | 18.7907 | 245.2554 | National | 251.9692 | National | 1
SOM | Sanaag | 635919 | 17.0449 | 18.7907 | 245.2554 | National | 251.9692 | National | 2
SOM | Sool | 346256 | 17.0449 | 18.7907 | 245.2554 | National | 251.9692 | National | 1
SOM | Togdheer | 950545 | 17.0449 | 18.7907 | 245.2554 | National | 251.9692 | National | 3
SOM | Woqooyi Galbeed | 1667366 | 17.0449 | 18.7907 | 245.2554 | National | 251.9692 | National | 6
SRB | Belgrade | 1505802 | 0.14398 | 1.339 | 33.1594 | National | 15.0752 | National | 178
SRB | Bor District | 91560 | 0.14398 | 1.339 | 33.1594 | National | 15.0752 | National | 11
SRB | Branicevo District | 145212 | 0.14398 | 1.339 | 33.1594 | National | 15.0752 | National | 17
SRB | Central Banat District | 145781 | 0.14398 | 1.339 | 33.1594 | National | 15.0752 | National | 17
SRB | District of Peja | 118151 | 0.14398 | 1.339 | 33.1594 | National | 15.0752 | National | 14
SRB | District of Prizren | 238396 | 0.14398 | 1.339 | 33.1594 | National | 15.0752 | National | 28
SRB | Jablanica District | 167171 | 0.14398 | 1.339 | 33.1594 | National | 15.0752 | National | 20
SRB | Kolubara District | 136070 | 0.14398 | 1.339 | 33.1594 | National | 15.0752 | National | 16
SRB | Kosovo | 877188 | 0.14398 | 1.339 | 33.1594 | National | 15.0752 | National | 104
SRB | Macva District | 232313 | 0.14398 | 1.339 | 33.1594 | National | 15.0752 | National | 27
SRB | Moravica District | 173141 | 0.14398 | 1.339 | 33.1594 | National | 15.0752 | National | 20
SRB | Nisava District | 320395 | 0.14398 | 1.339 | 33.1594 | National | 15.0752 | National | 38
SRB | North Backa District | 149654 | 0.14398 | 1.339 | 33.1594 | National | 15.0752 | National | 18
SRB | North Banat District | 113270 | 0.14398 | 1.339 | 33.1594 | National | 15.0752 | National | 13
SRB | Pcinja District | 109691 | 0.14398 | 1.339 | 33.1594 | National | 15.0752 | National | 13
SRB | Pirot District | 69645 | 0.14398 | 1.339 | 33.1594 | National | 15.0752 | National | 8
SRB | Podunavlje District | 162464 | 0.14398 | 1.339 | 33.1594 | National | 15.0752 | National | 19
SRB | Pomoravlje District | 174168 | 0.14398 | 1.339 | 33.1594 | National | 15.0752 | National | 21
SRB | Rasina District | 194002 | 0.14398 | 1.339 | 33.1594 | National | 15.0752 | National | 23
SRB | Raska District | 283294 | 0.14398 | 1.339 | 33.1594 | National | 15.0752 | National | 33
SRB | South Backa District | 552960 | 0.14398 | 1.339 | 33.1594 | National | 15.0752 | National | 65
SRB | South Banat District | 236278 | 0.14398 | 1.339 | 33.1594 | National | 15.0752 | National | 28
SRB | Sumadija District | 248052 | 0.14398 | 1.339 | 33.1594 | National | 15.0752 | National | 29
SRB | Syrmia District | 249298 | 0.14398 | 1.339 | 33.1594 | National | 15.0752 | National | 29
SRB | Toplica District | 70693 | 0.14398 | 1.339 | 33.1594 | National | 15.0752 | National | 8
SRB | West Backa District | 141629 | 0.14398 | 1.339 | 33.1594 | National | 15.0752 | National | 17
SRB | Zajecar District | 89899 | 0.14398 | 1.339 | 33.1594 | National | 15.0752 | National | 11
SRB | Zlatibor District | 225190 | 0.14398 | 1.339 | 33.1594 | National | 15.0752 | National | 27
SSD | Central Equatoria | 1366395 | 77.9313 | 85.5406 | 1078.6524 | National | 223.2917 | National | 55
SSD | Eastern Equatoria | 2648419 | 77.9313 | 85.5406 | 1078.6524 | National | 223.2917 | National | 107
SSD | Jonglei | 1612298 | 77.9313 | 85.5406 | 1078.6524 | National | 223.2917 | National | 65
SSD | Lakes | 737443 | 77.9313 | 85.5406 | 1078.6524 | National | 223.2917 | National | 30
SSD | Northern Bahr el Ghazal | 649677 | 77.9313 | 85.5406 | 1078.6524 | National | 223.2917 | National | 26
SSD | Unity | 727390 | 77.9313 | 85.5406 | 1078.6524 | National | 223.2917 | National | 29
SSD | Upper Nile | 1150836 | 77.9313 | 85.5406 | 1078.6524 | National | 223.2917 | National | 47
SSD | Warrap | 929081 | 77.9313 | 85.5406 | 1078.6524 | National | 223.2917 | National | 38
SSD | Western Bahr el Ghazal | 354824 | 77.9313 | 85.5406 | 1078.6524 | National | 223.2917 | National | 14
SSD | Western Equatoria | 736802 | 77.9313 | 85.5406 | 1078.6524 | National | 223.2917 | National | 30
STP | Principe | 9476 | 0.46599 | 21.106 | 2100.0422 | Subnational | 112.0539 | National | 1
STP | Sao Tome | 217903 | 0.46599 | 3.2124 | 290.0373 | Subnational | 112.0539 | National | 21
SUR | Brokopondo | 18153 | 16.8249 | 38.9804 | 590.0373 | National | 29.3645 | National | 2
SUR | Commewijne | 35852 | 16.8249 | 38.9804 | 590.0373 | National | 29.3645 | National | 5
SUR | Coronie | 3869 | 16.8249 | 38.9804 | 590.0373 | National | 29.3645 | National | 1
SUR | Marowijne | 20875 | 16.8249 | 38.9804 | 590.0373 | National | 29.3645 | National | 3
SUR | Nickerie | 39061 | 16.8249 | 38.9804 | 590.0373 | National | 29.3645 | National | 5
SUR | Para | 28184 | 16.8249 | 38.9804 | 590.0373 | National | 29.3645 | National | 4
SUR | Paramaribo | 276196 | 16.8249 | 38.9804 | 590.0373 | National | 29.3645 | National | 36
SUR | Saramacca | 19945 | 16.8249 | 38.9804 | 590.0373 | National | 29.3645 | National | 3
SUR | Sipaliwini | 42294 | 16.8249 | 38.9804 | 590.0373 | National | 29.3645 | National | 6
SUR | Wanica | 133610 | 16.8249 | 38.9804 | 590.0373 | National | 29.3645 | National | 18
SWZ | Hhohho | 354495 | 842.8429 | 510.8676 | 16695.2989 | Subnational | 352.2689 | National | 9
SWZ | Lubombo | 236129 | 842.8429 | 635.6695 | 18820.2212 | Subnational | 352.2689 | National | 6
SWZ | Manzini | 395348 | 842.8429 | 590.113 | 18698.2102 | Subnational | 352.2689 | National | 10
SWZ | Shiselweni | 215699 | 842.8429 | 421.4206 | 16797.9453 | Subnational | 352.2689 | National | 6
SYR | Aleppo | 5087938 | 0.059707 | 0.17414 | 1.9106 | National | 17.82 | National | 201
SYR | Al-Hasakeh | 1550936 | 0.059707 | 0.17414 | 1.9106 | National | 17.82 | National | 61
SYR | Ar-Raqqa | 975291 | 0.059707 | 0.17414 | 1.9106 | National | 17.82 | National | 38
SYR | As-Sweida | 377630 | 0.059707 | 0.17414 | 1.9106 | National | 17.82 | National | 15
SYR | Damascus | 1729977 | 0.059707 | 0.17414 | 1.9106 | National | 17.82 | National | 68
SYR | Dar'a | 1094600 | 0.059707 | 0.17414 | 1.9106 | National | 17.82 | National | 43
SYR | Deir-ez-Zor | 1325981 | 0.059707 | 0.17414 | 1.9106 | National | 17.82 | National | 52
SYR | Hama | 1649857 | 0.059707 | 0.17414 | 1.9106 | National | 17.82 | National | 65
SYR | Homs | 1833223 | 0.059707 | 0.17414 | 1.9106 | National | 17.82 | National | 72
SYR | Idleb | 1553441 | 0.059707 | 0.17414 | 1.9106 | National | 17.82 | National | 61
SYR | Lattakia | 968335 | 0.059707 | 0.17414 | 1.9106 | National | 17.82 | National | 38
SYR | Quneitra | 150936 | 0.059707 | 0.17414 | 1.9106 | National | 17.82 | National | 6
SYR | Rural Damascus | 3063751 | 0.059707 | 0.17414 | 1.9106 | National | 17.82 | National | 121
SYR | Tartous | 763346 | 0.059707 | 0.17414 | 1.9106 | National | 17.82 | National | 30
TCD | Barh-El-Gazel | 404939 | 78.8498 | 10.6189 | 347.4597 | Subnational | 139.6994 | National | 6
TCD | Batha | 748015 | 78.8498 | 6.1496 | 252.134 | Subnational | 139.6994 | National | 11
TCD | Borkou | 149749 | 78.8498 | 17.3624 | 543.5763 | Subnational | 139.6994 | National | 2
TCD | Chari-Baguirmi | 916360 | 78.8498 | 15.4961 | 569.2086 | Subnational | 139.6994 | National | 14
TCD | Ennedi Est | 171431 | 78.8498 | 5.8333 | 227.4968 | Subnational | 139.6994 | National | 3
TCD | Ennedi Ouest | 96848 | 78.8498 | 10.3255 | 340.7401 | Subnational | 139.6994 | National | 1
TCD | Guera | 689442 | 78.8498 | 7.5423 | 291.105 | Subnational | 139.6994 | National | 11
TCD | Hadjer-Lamis | 891568 | 78.8498 | 9.4216 | 381.6871 | Subnational | 139.6994 | National | 14
TCD | Kanem | 540291 | 78.8498 | 5.3675 | 187.3065 | Subnational | 139.6994 | National | 8
TCD | Lac | 692524 | 78.8498 | 22.3819 | 1101.7669 | Subnational | 139.6994 | National | 11
TCD | Logone Occidental | 1119618 | 78.8498 | 15.6303 | 809.9191 | Subnational | 139.6994 | National | 17
TCD | Logone Oriental | 1259077 | 78.8498 | 11.5958 | 532.4535 | Subnational | 139.6994 | National | 19
TCD | Mandoul | 1006600 | 78.8498 | 9.5371 | 445.3606 | Subnational | 139.6994 | National | 15
TCD | Mayo-Kebbi Est | 1243385 | 78.8498 | 8.123 | 314.2229 | Subnational | 139.6994 | National | 19
TCD | Mayo-Kebbi Ouest | 916695 | 78.8498 | 6.7634 | 300.0998 | Subnational | 139.6994 | National | 14
TCD | Moyen-Chari | 951808 | 78.8498 | 19.4367 | 839.6651 | Subnational | 139.6994 | National | 15
TCD | N'Djamena | 1726543 | 78.8498 | 28.4383 | 1339.3816 | Subnational | 139.6994 | National | 26
TCD | Ouaddai | 1159102 | 78.8498 | 10.2666 | 510.05 | Subnational | 139.6994 | National | 18
TCD | Salamat | 488494 | 78.8498 | 6.5507 | 242.9917 | Subnational | 139.6994 | National | 7
TCD | Sila | 611257 | 78.8498 | 5.2351 | 307.5629 | Subnational | 139.6994 | National | 9
TCD | Tandjile | 1080213 | 78.8498 | 12.2198 | 523.3227 | Subnational | 139.6994 | National | 16
TCD | Tibesti | 40970 | 78.8498 | 31.7305 | 1093.483 | Subnational | 139.6994 | National | 1
TCD | Wadi Fira | 818387 | 78.8498 | 6.5983 | 327.3512 | Subnational | 139.6994 | National | 12
TGO | Centrale | 807922.5031 | 89.5659 | 14.7291 | 731.8771 | Subnational | 33.5461 | National | 37
TGO | Kara | 1006766.545 | 89.5659 | 16.1904 | 807.7344 | Subnational | 33.5461 | National | 46
TGO | Lome | 1095025.009 | 89.5659 | 88.0345 | 4677.884 | Subnational | 33.5461 | National | 50
TGO | Maritime | 2304652.515 | 89.5659 | 14.7094 | 787.0167 | Subnational | 33.5461 | National | 105
TGO | Plateaux | 1798153.254 | 89.5659 | 14.793 | 691.4872 | Subnational | 33.5461 | National | 82
TGO | Savanes | 1082978.174 | 89.5659 | 6.3713 | 287.1711 | Subnational | 33.5461 | National | 49
THA | Amnat Charoen | 194251 | 7.4732 | 39.2762 | 739.2912 | National | 143.8525 | National | 9
THA | Ang Thong | 213703 | 7.4732 | 39.2762 | 739.2912 | National | 143.8525 | National | 10
THA | Bangkok | 11614486 | 7.4732 | 39.2762 | 739.2912 | National | 143.8525 | National | 536
THA | Bueng Kan | 301747 | 7.4732 | 39.2762 | 739.2912 | National | 143.8525 | National | 14
THA | Buri Ram | 953077 | 7.4732 | 39.2762 | 739.2912 | National | 143.8525 | National | 44
THA | Chachoengsao | 759643 | 7.4732 | 39.2762 | 739.2912 | National | 143.8525 | National | 35
THA | Chai Nat | 225823 | 7.4732 | 39.2762 | 739.2912 | National | 143.8525 | National | 10
THA | Chaiyaphum | 742910 | 7.4732 | 39.2762 | 739.2912 | National | 143.8525 | National | 34
THA | Chanthaburi | 442745 | 7.4732 | 39.2762 | 739.2912 | National | 143.8525 | National | 20
THA | Chiang Mai | 1861579 | 7.4732 | 39.2762 | 739.2912 | National | 143.8525 | National | 86
THA | Chiang Rai | 1093700 | 7.4732 | 39.2762 | 739.2912 | National | 143.8525 | National | 50
THA | Chon Buri | 2349035 | 7.4732 | 39.2762 | 739.2912 | National | 143.8525 | National | 108
THA | Chumphon | 444476 | 7.4732 | 39.2762 | 739.2912 | National | 143.8525 | National | 21
THA | Kalasin | 647520 | 7.4732 | 39.2762 | 739.2912 | National | 143.8525 | National | 30
THA | Kamphaeng Phet | 868920 | 7.4732 | 39.2762 | 739.2912 | National | 143.8525 | National | 40
THA | Kanchanaburi | 788686 | 7.4732 | 39.2762 | 739.2912 | National | 143.8525 | National | 36
THA | Khon Kaen | 1968426 | 7.4732 | 39.2762 | 739.2912 | National | 143.8525 | National | 91
THA | Krabi | 351579 | 7.4732 | 39.2762 | 739.2912 | National | 143.8525 | National | 16
THA | Lampang | 623644 | 7.4732 | 39.2762 | 739.2912 | National | 143.8525 | National | 29
THA | Lamphun | 378601 | 7.4732 | 39.2762 | 739.2912 | National | 143.8525 | National | 17
THA | Loei | 437131 | 7.4732 | 39.2762 | 739.2912 | National | 143.8525 | National | 20
THA | Lop Buri | 723141 | 7.4732 | 39.2762 | 739.2912 | National | 143.8525 | National | 33
THA | Mae Hong Son | 186337 | 7.4732 | 39.2762 | 739.2912 | National | 143.8525 | National | 9
THA | Maha Sarakham | 637112 | 7.4732 | 39.2762 | 739.2912 | National | 143.8525 | National | 29
THA | Mukdahan | 374403 | 7.4732 | 39.2762 | 739.2912 | National | 143.8525 | National | 17
THA | Nakhon Nayok | 228030 | 7.4732 | 39.2762 | 739.2912 | National | 143.8525 | National | 11
THA | Nakhon Pathom | 1075043 | 7.4732 | 39.2762 | 739.2912 | National | 143.8525 | National | 50
THA | Nakhon Phanom | 434258 | 7.4732 | 39.2762 | 739.2912 | National | 143.8525 | National | 20
THA | Nakhon Ratchasima | 2397048 | 7.4732 | 39.2762 | 739.2912 | National | 143.8525 | National | 111
THA | Nakhon Sawan | 812658 | 7.4732 | 39.2762 | 739.2912 | National | 143.8525 | National | 37
THA | Nakhon Si Thammarat | 1250384 | 7.4732 | 39.2762 | 739.2912 | National | 143.8525 | National | 58
THA | Nan | 400985 | 7.4732 | 39.2762 | 739.2912 | National | 143.8525 | National | 18
THA | Narathiwat | 610418 | 7.4732 | 39.2762 | 739.2912 | National | 143.8525 | National | 28
THA | Nong Bua Lam Phu | 436741 | 7.4732 | 39.2762 | 739.2912 | National | 143.8525 | National | 20
THA | Nong Khai | 372042 | 7.4732 | 39.2762 | 739.2912 | National | 143.8525 | National | 17
THA | Nonthaburi | 2138821 | 7.4732 | 39.2762 | 739.2912 | National | 143.8525 | National | 99
THA | Pathum Thani | 2705867 | 7.4732 | 39.2762 | 739.2912 | National | 143.8525 | National | 125
THA | Pattani | 558309 | 7.4732 | 39.2762 | 739.2912 | National | 143.8525 | National | 26
THA | Phangnga | 257901 | 7.4732 | 39.2762 | 739.2912 | National | 143.8525 | National | 12
THA | Phatthalung | 415867 | 7.4732 | 39.2762 | 739.2912 | National | 143.8525 | National | 19
THA | Phayao | 301480 | 7.4732 | 39.2762 | 739.2912 | National | 143.8525 | National | 14
THA | Phetchabun | 814356 | 7.4732 | 39.2762 | 739.2912 | National | 143.8525 | National | 38
THA | Phetchaburi | 462063 | 7.4732 | 39.2762 | 739.2912 | National | 143.8525 | National | 21
THA | Phichit | 471590 | 7.4732 | 39.2762 | 739.2912 | National | 143.8525 | National | 22
THA | Phitsanulok | 961138 | 7.4732 | 39.2762 | 739.2912 | National | 143.8525 | National | 44
THA | Phra Nakhon Si Ayutthaya | 1055148 | 7.4732 | 39.2762 | 739.2912 | National | 143.8525 | National | 49
THA | Phrae | 324986 | 7.4732 | 39.2762 | 739.2912 | National | 143.8525 | National | 15
THA | Phuket | 1110471 | 7.4732 | 39.2762 | 739.2912 | National | 143.8525 | National | 51
THA | Prachin Buri | 713740 | 7.4732 | 39.2762 | 739.2912 | National | 143.8525 | National | 33
THA | Prachuap Khiri Khan | 462906 | 7.4732 | 39.2762 | 739.2912 | National | 143.8525 | National | 21
THA | Ranong | 370378 | 7.4732 | 39.2762 | 739.2912 | National | 143.8525 | National | 17
THA | Ratchaburi | 720407 | 7.4732 | 39.2762 | 739.2912 | National | 143.8525 | National | 33
THA | Rayong | 1312044 | 7.4732 | 39.2762 | 739.2912 | National | 143.8525 | National | 61
THA | Roi Et | 821854 | 7.4732 | 39.2762 | 739.2912 | National | 143.8525 | National | 38
THA | Sa Kaeo | 578438 | 7.4732 | 39.2762 | 739.2912 | National | 143.8525 | National | 27
THA | Sakon Nakhon | 750878 | 7.4732 | 39.2762 | 739.2912 | National | 143.8525 | National | 35
THA | Samut Prakan | 3357052 | 7.4732 | 39.2762 | 739.2912 | National | 143.8525 | National | 155
THA | Samut Sakhon | 1821029 | 7.4732 | 39.2762 | 739.2912 | National | 143.8525 | National | 84
THA | Samut Songkhram | 149968 | 7.4732 | 39.2762 | 739.2912 | National | 143.8525 | National | 7
THA | Saraburi | 837005 | 7.4732 | 39.2762 | 739.2912 | National | 143.8525 | National | 39
THA | Satun | 275168 | 7.4732 | 39.2762 | 739.2912 | National | 143.8525 | National | 13
THA | Si Sa Ket | 682702 | 7.4732 | 39.2762 | 739.2912 | National | 143.8525 | National | 31
THA | Sing Buri | 150085 | 7.4732 | 39.2762 | 739.2912 | National | 143.8525 | National | 7
THA | Songkhla | 1626193 | 7.4732 | 39.2762 | 739.2912 | National | 143.8525 | National | 75
THA | Sukhothai | 601092 | 7.4732 | 39.2762 | 739.2912 | National | 143.8525 | National | 28
THA | Suphan Buri | 743365 | 7.4732 | 39.2762 | 739.2912 | National | 143.8525 | National | 34
THA | Surat Thani | 1082048 | 7.4732 | 39.2762 | 739.2912 | National | 143.8525 | National | 50
THA | Surin | 830395 | 7.4732 | 39.2762 | 739.2912 | National | 143.8525 | National | 38
THA | Tak | 517324 | 7.4732 | 39.2762 | 739.2912 | National | 143.8525 | National | 24
THA | Trang | 539862 | 7.4732 | 39.2762 | 739.2912 | National | 143.8525 | National | 25
THA | Trat | 275192 | 7.4732 | 39.2762 | 739.2912 | National | 143.8525 | National | 13
THA | Ubon Ratchathani | 1619076 | 7.4732 | 39.2762 | 739.2912 | National | 143.8525 | National | 75
THA | Udon Thani | 990722 | 7.4732 | 39.2762 | 739.2912 | National | 143.8525 | National | 46
THA | Uthai Thani | 258868 | 7.4732 | 39.2762 | 739.2912 | National | 143.8525 | National | 12
THA | Uttaradit | 365607 | 7.4732 | 39.2762 | 739.2912 | National | 143.8525 | National | 17
THA | Yala | 413282 | 7.4732 | 39.2762 | 739.2912 | National | 143.8525 | National | 19
THA | Yasothon | 374000 | 7.4732 | 39.2762 | 739.2912 | National | 143.8525 | National | 17
TJK | Districts of Republican Subordination | 3364976 | 2.6882 | 5.6442 | 48.5059 | National | 88.2045 | National | 164
TJK | Gorno-Badakhshan Autonomous Region | 223137 | 2.6882 | 5.6442 | 48.5059 | National | 88.2045 | National | 11
TJK | Khatlon Region | 3600079 | 2.6882 | 5.6442 | 48.5059 | National | 88.2045 | National | 175
TJK | Sughd Region | 2764598 | 2.6882 | 5.6442 | 48.5059 | National | 88.2045 | National | 134
TKM | Ahal Region | 2407332 | 1.8836 | 4.3842 | 60.9897 | National | 47.3048 | National | 75
TKM | Balkan Region | 931875 | 1.8836 | 4.3842 | 60.9897 | National | 47.3048 | National | 29
TKM | Dasoguz Region | 537559 | 1.8836 | 4.3842 | 60.9897 | National | 47.3048 | National | 17
TKM | Lebap Region | 1284369 | 1.8836 | 4.3842 | 60.9897 | National | 47.3048 | National | 40
TKM | Mary Region | 1269635 | 1.8836 | 4.3842 | 60.9897 | National | 47.3048 | National | 40
TLS | Aileu | 57525 | 8.2003 | 26.7877 | 283.731 | National | 484.5027 | National | 0
TLS | Ainaro | 65943 | 8.2003 | 26.7877 | 283.731 | National | 484.5027 | National | 0
TLS | Baucau | 127704 | 8.2003 | 26.7877 | 283.731 | National | 484.5027 | National | 0
TLS | Bobonaro | 100267 | 8.2003 | 26.7877 | 283.731 | National | 484.5027 | National | 0
TLS | Covalima | 71141 | 8.2003 | 26.7877 | 283.731 | National | 484.5027 | National | 0
TLS | Dili | 365807 | 8.2003 | 26.7877 | 283.731 | National | 484.5027 | National | 0
TLS | Ermera | 142075 | 8.2003 | 26.7877 | 283.731 | National | 484.5027 | National | 0
TLS | Lautem | 67218 | 8.2003 | 26.7877 | 283.731 | National | 484.5027 | National | 0
TLS | Liquica | 82865 | 8.2003 | 26.7877 | 283.731 | National | 484.5027 | National | 0
TLS | Manatuto | 49879 | 8.2003 | 26.7877 | 283.731 | National | 484.5027 | National | 0
TLS | Manufahi | 58557 | 8.2003 | 26.7877 | 283.731 | National | 484.5027 | National | 0
TLS | Oecussi | 72603 | 8.2003 | 26.7877 | 283.731 | National | 484.5027 | National | 0
TLS | Viqueque | 79714 | 8.2003 | 26.7877 | 283.731 | National | 484.5027 | National | 0
TON | 'Eua | 5227 | 0.95283 | 4.7641 | 40.0187 | National | 7.546 | National | 1
TON | Ha'apai | 5782 | 0.95283 | 4.7641 | 40.0187 | National | 7.546 | National | 1
TON | Niuas | 1224 | 0.95283 | 4.7641 | 40.0187 | National | 7.546 | National | 0
TON | Tongatapu | 79402 | 0.95283 | 4.7641 | 40.0187 | National | 7.546 | National | 13
TON | Vava'u | 15227 | 0.95283 | 4.7641 | 40.0187 | National | 7.546 | National | 3
TUN | Ariana | 721068 | 0.63074 | 2.4566 | 25.1633 | National | 36.6959 | National | 25
TUN | Beja | 317709 | 0.63074 | 2.4566 | 25.1633 | National | 36.6959 | National | 11
TUN | Ben Arous | 759003 | 0.63074 | 2.4566 | 25.1633 | National | 36.6959 | National | 26
TUN | Bizerte | 630730 | 0.63074 | 2.4566 | 25.1633 | National | 36.6959 | National | 21
TUN | Gabes | 417505 | 0.63074 | 2.4566 | 25.1633 | National | 36.6959 | National | 14
TUN | Gafsa | 365099 | 0.63074 | 2.4566 | 25.1633 | National | 36.6959 | National | 12
TUN | Jendouba | 411117 | 0.63074 | 2.4566 | 25.1633 | National | 36.6959 | National | 14
TUN | Kairouan | 618509 | 0.63074 | 2.4566 | 25.1633 | National | 36.6959 | National | 21
TUN | Kasserine | 482273 | 0.63074 | 2.4566 | 25.1633 | National | 36.6959 | National | 16
TUN | Kebili | 175418 | 0.63074 | 2.4566 | 25.1633 | National | 36.6959 | National | 6
TUN | Le Kef | 244130 | 0.63074 | 2.4566 | 25.1633 | National | 36.6959 | National | 8
TUN | Mahdia | 456905 | 0.63074 | 2.4566 | 25.1633 | National | 36.6959 | National | 16
TUN | Manubah | 431849 | 0.63074 | 2.4566 | 25.1633 | National | 36.6959 | National | 15
TUN | Medenine | 539705 | 0.63074 | 2.4566 | 25.1633 | National | 36.6959 | National | 18
TUN | Monastir | 647109 | 0.63074 | 2.4566 | 25.1633 | National | 36.6959 | National | 22
TUN | Nabeul | 899181 | 0.63074 | 2.4566 | 25.1633 | National | 36.6959 | National | 31
TUN | Sfax | 1080003 | 0.63074 | 2.4566 | 25.1633 | National | 36.6959 | National | 37
TUN | Sidi Bou Zid | 478012 | 0.63074 | 2.4566 | 25.1633 | National | 36.6959 | National | 16
TUN | Siliana | 226569 | 0.63074 | 2.4566 | 25.1633 | National | 36.6959 | National | 8
TUN | Sousse | 807709 | 0.63074 | 2.4566 | 25.1633 | National | 36.6959 | National | 27
TUN | Tataouine | 161717 | 0.63074 | 2.4566 | 25.1633 | National | 36.6959 | National | 5
TUN | Tozeur | 121307 | 0.63074 | 2.4566 | 25.1633 | National | 36.6959 | National | 4
TUN | Tunis | 1165366 | 0.63074 | 2.4566 | 25.1633 | National | 36.6959 | National | 40
TUN | Zaghouan | 198111 | 0.63074 | 2.4566 | 25.1633 | National | 36.6959 | National | 7
TUV | Funafuti | 7282 | 0 | 27.3823 | 164.2935 | National | 294.5377 | National | 0
TUV | Nanumanga | 386 | 0 | 27.3823 | 164.2935 | National | 294.5377 | National | 0
TUV | Nanumea | 449 | 0 | 27.3823 | 164.2935 | National | 294.5377 | National | 0
TUV | Niutao | 532 | 0 | 27.3823 | 164.2935 | National | 294.5377 | National | 0
TUV | Nui | 498 | 0 | 27.3823 | 164.2935 | National | 294.5377 | National | 0
TUV | Nukulaelae | 262 | 0 | 27.3823 | 164.2935 | National | 294.5377 | National | 0
TUV | Vaitupu | 1902 | 0 | 27.3823 | 164.2935 | National | 294.5377 | National | 0
TZA | Arusha | 2450262 | 194.5097 | 44.934 | 1475.1076 | Subnational | 207.5852 | National | 159
TZA | Dar-es-salaam | 7872295 | 194.5097 | 72.5456 | 2718.2035 | Subnational | 207.5852 | National | 512
TZA | Dodoma | 2866243 | 194.5097 | 53.5544 | 1733.733 | Subnational | 207.5852 | National | 186
TZA | Geita | 2492832 | 194.5097 | 75.3761 | 2856.3898 | Subnational | 207.5852 | National | 162
TZA | Iringa | 1202991 | 194.5097 | 135.3294 | 6430.472 | Subnational | 207.5852 | National | 78
TZA | Kagera | 3825855 | 194.5097 | 60.6662 | 2431.3519 | Subnational | 207.5852 | National | 249
TZA | Kaskazini Pemba | 279030 | 194.5097 | 2.8671 | 96.7638 | Subnational | 207.5852 | National | 18
TZA | Kaskazini Unguja | 279344 | 194.5097 | 9.6655 | 272.066 | Subnational | 207.5852 | National | 18
TZA | Katavi | 868348 | 194.5097 | 63.4538 | 2429.2104 | Subnational | 207.5852 | National | 56
TZA | Kigoma | 2771687 | 194.5097 | 28.719 | 956.3129 | Subnational | 207.5852 | National | 180
TZA | Kilimanjaro | 2171181 | 194.5097 | 63.2835 | 1954.3281 | Subnational | 207.5852 | National | 141
TZA | Kusini Pemba | 250810 | 194.5097 | 4.7845 | 163.0716 | Subnational | 207.5852 | National | 16
TZA | Kusini Unguja | 154923 | 194.5097 | 17.428 | 599.0072 | Subnational | 207.5852 | National | 10
TZA | Lindi | 1118207 | 194.5097 | 62.2425 | 2437.4736 | Subnational | 207.5852 | National | 73
TZA | Manyara | 2156966 | 194.5097 | 28.9759 | 884.854 | Subnational | 207.5852 | National | 140
TZA | Mara | 2449465 | 194.5097 | 70.8318 | 2541.3713 | Subnational | 207.5852 | National | 159
TZA | Mbeya | 2629521 | 194.5097 | 117.8542 | 4931.6967 | Subnational | 207.5852 | National | 171
TZA | Mjini Magharibi | 1034292 | 194.5097 | 16.6297 | 605.535 | Subnational | 207.5852 | National | 67
TZA | Morogoro | 3104899 | 194.5097 | 64.7686 | 2267.1913 | Subnational | 207.5852 | National | 202
TZA | Mtwara | 1630895 | 194.5097 | 69.1645 | 2557.798 | Subnational | 207.5852 | National | 106
TZA | Mwanza | 4101127 | 194.5097 | 88.1953 | 3240.8896 | Subnational | 207.5852 | National | 267
TZA | Njombe | 871927 | 194.5097 | 152.5357 | 7114.8158 | Subnational | 207.5852 | National | 57
TZA | Pwani | 1518898 | 194.5097 | 70.38 | 2861.7458 | Subnational | 207.5852 | National | 99
TZA | Rukwa | 1581912 | 194.5097 | 47.411 | 1792.704 | Subnational | 207.5852 | National | 103
TZA | Ruvuma | 1890756 | 194.5097 | 75.6311 | 3159.4241 | Subnational | 207.5852 | National | 123
TZA | Shinyanga | 2119415 | 194.5097 | 86.2974 | 3407.0251 | Subnational | 207.5852 | National | 138
TZA | Simiyu | 2145225 | 194.5097 | 46.5685 | 1717.6287 | Subnational | 207.5852 | National | 140
TZA | Singida | 2027433 | 194.5097 | 43.9965 | 1356.543 | Subnational | 207.5852 | National | 132
TZA | Songwe | 1346720 | 194.5097 | 79.8978 | 3247.2971 | Subnational | 207.5852 | National | 88
TZA | Tabora | 3389218 | 194.5097 | 61.5776 | 2439.7663 | Subnational | 207.5852 | National | 220
TZA | Tanga | 2895040 | 194.5097 | 55.5433 | 2078.4169 | Subnational | 207.5852 | National | 188
UGA | Acholi | 1905300 | 254.7086 | 150.2651 | 4251.7714 | Subnational | 198.4569 | National | 149
UGA | Ankole | 3447600 | 254.7086 | 123.9993 | 3806.9672 | Subnational | 198.4569 | National | 270
UGA | Bukedi | 2399900 | 254.7086 | 65.0444 | 1806.0753 | Subnational | 198.4569 | National | 188
UGA | Bunyoro | 2885500 | 254.7086 | 95.8586 | 2502.0274 | Subnational | 198.4569 | National | 226
UGA | Busoga | 4460300 | 254.7086 | 72.7305 | 1851.2656 | Subnational | 198.4569 | National | 349
UGA | Elgon | 2256700 | 254.7086 | 60.3536 | 1532.326 | Subnational | 198.4569 | National | 177
UGA | Kampala | 1738600 | 254.7086 | 239.7331 | 5729.4375 | Subnational | 198.4569 | National | 136
UGA | Karamoja | 1245600 | 254.7086 | 29.4637 | 671.885 | Subnational | 198.4569 | National | 98
UGA | Kigezi | 1524500 | 254.7086 | 90.1935 | 2877.9272 | Subnational | 198.4569 | National | 119
UGA | Lango | 2583100 | 254.7086 | 129.9988 | 3557.5858 | Subnational | 198.4569 | National | 202
UGA | North Buganda | 7928000 | 254.7086 | 76.7028 | 2125.7442 | Subnational | 198.4569 | National | 621
UGA | South Buganda | 2686500 | 254.7086 | 399.7022 | 11491.6806 | Subnational | 198.4569 | National | 210
UGA | Teso | 2379700 | 254.7086 | 72.9924 | 2049.502 | Subnational | 198.4569 | National | 186
UGA | Toro | 3366700 | 254.7086 | 93.4149 | 2887.8427 | Subnational | 198.4569 | National | 264
UGA | West Nile | 3404800 | 254.7086 | 49.9295 | 1312.3825 | Subnational | 198.4569 | National | 267
UKR | Autonomous Republic of Crimea | 1749574 | 6.7183 | 75.7443 | 595.7887 | National | 71.2129 | National | 0
UKR | Cherkaska | 1070796 | 6.7183 | 75.7443 | 595.7887 | National | 71.2129 | National | 0
UKR | Chernihivska | 885424 | 6.7183 | 75.7443 | 595.7887 | National | 71.2129 | National | 0
UKR | Chernivetska | 809567 | 6.7183 | 75.7443 | 595.7887 | National | 71.2129 | National | 0
UKR | Dnipropetrovska | 2859044 | 6.7183 | 75.7443 | 595.7887 | National | 71.2129 | National | 0
UKR | Donetska | 3710979 | 6.7183 | 75.7443 | 595.7887 | National | 71.2129 | National | 0
UKR | Ivano-Frankivska | 1230142 | 6.7183 | 75.7443 | 595.7887 | National | 71.2129 | National | 0
UKR | Kharkivska | 2381074 | 6.7183 | 75.7443 | 595.7887 | National | 71.2129 | National | 0
UKR | Khersonska | 924815 | 6.7183 | 75.7443 | 595.7887 | National | 71.2129 | National | 0
UKR | Khmelnytska | 1127583 | 6.7183 | 75.7443 | 595.7887 | National | 71.2129 | National | 0
UKR | Kirovohradska | 834912 | 6.7183 | 75.7443 | 595.7887 | National | 71.2129 | National | 0
UKR | Kyiv | 2636250 | 6.7183 | 75.7443 | 595.7887 | National | 71.2129 | National | 0
UKR | Kyivska | 1599441 | 6.7183 | 75.7443 | 595.7887 | National | 71.2129 | National | 0
UKR | Luhanska | 1920225 | 6.7183 | 75.7443 | 595.7887 | National | 71.2129 | National | 0
UKR | Lvivska | 2246730 | 6.7183 | 75.7443 | 595.7887 | National | 71.2129 | National | 0
UKR | Mykolaivska | 1008304 | 6.7183 | 75.7443 | 595.7887 | National | 71.2129 | National | 0
UKR | Odeska | 2131815 | 6.7183 | 75.7443 | 595.7887 | National | 71.2129 | National | 0
UKR | Poltavska | 1242542 | 6.7183 | 75.7443 | 595.7887 | National | 71.2129 | National | 0
UKR | Rivnenska | 1037814 | 6.7183 | 75.7443 | 595.7887 | National | 71.2129 | National | 0
UKR | Sevastopol | 352689 | 6.7183 | 75.7443 | 595.7887 | National | 71.2129 | National | 0
UKR | Sumska | 960470 | 6.7183 | 75.7443 | 595.7887 | National | 71.2129 | National | 0
UKR | Ternopilska | 932894 | 6.7183 | 75.7443 | 595.7887 | National | 71.2129 | National | 0
UKR | Vinnytska | 1385973 | 6.7183 | 75.7443 | 595.7887 | National | 71.2129 | National | 0
UKR | Volynska | 926810 | 6.7183 | 75.7443 | 595.7887 | National | 71.2129 | National | 0
UKR | Zakarpatska | 1127057 | 6.7183 | 75.7443 | 595.7887 | National | 71.2129 | National | 0
UKR | Zaporizka | 1519565 | 6.7183 | 75.7443 | 595.7887 | National | 71.2129 | National | 0
UKR | Zhytomyrska | 1089243 | 6.7183 | 75.7443 | 595.7887 | National | 71.2129 | National | 0
UZB | Andizhan | 3224544 | 2.2781 | 7.555 | 66.5419 | National | 61.6171 | National | 219
UZB | Bukhara | 2119569 | 2.2781 | 7.555 | 66.5419 | National | 61.6171 | National | 144
UZB | Dzhizak | 1297862 | 2.2781 | 7.555 | 66.5419 | National | 61.6171 | National | 88
UZB | Fergana | 3946538 | 2.2781 | 7.555 | 66.5419 | National | 61.6171 | National | 268
UZB | Kashkadarya | 3342616 | 2.2781 | 7.555 | 66.5419 | National | 61.6171 | National | 227
UZB | Khorezm | 1686915 | 2.2781 | 7.555 | 66.5419 | National | 61.6171 | National | 115
UZB | Namangan | 2825331 | 2.2781 | 7.555 | 66.5419 | National | 61.6171 | National | 192
UZB | Navoi | 1130105 | 2.2781 | 7.555 | 66.5419 | National | 61.6171 | National | 77
UZB | Republic of Karakalpakstan | 2113225 | 2.2781 | 7.555 | 66.5419 | National | 61.6171 | National | 144
UZB | Samarkand | 3852976 | 2.2781 | 7.555 | 66.5419 | National | 61.6171 | National | 262
UZB | Surkhandarya | 2682476 | 2.2781 | 7.555 | 66.5419 | National | 61.6171 | National | 182
UZB | Syrdarya | 805580 | 2.2781 | 7.555 | 66.5419 | National | 61.6171 | National | 55
UZB | Tashkent | 3886698 | 2.2781 | 7.555 | 66.5419 | National | 61.6171 | National | 264
UZB | Tashkent city | 1713217 | 2.2781 | 7.555 | 66.5419 | National | 61.6171 | National | 116
VCT | Charlotte | 25193 | 6.6715 | 37.1698 | 416.4919 | National | 8.6263 | National | 8
VCT | Grenadines | 10728 | 6.6715 | 37.1698 | 416.4919 | National | 8.6263 | National | 4
VCT | Saint Andrew | 15000 | 6.6715 | 37.1698 | 416.4919 | National | 8.6263 | National | 5
VCT | Saint David | 5217 | 6.6715 | 37.1698 | 416.4919 | National | 8.6263 | National | 2
VCT | Saint George | 41006 | 6.6715 | 37.1698 | 416.4919 | National | 8.6263 | National | 13
VCT | Saint Patrick | 6805 | 6.6715 | 37.1698 | 416.4919 | National | 8.6263 | National | 2
VEN | Amazonas | 152268 | 4.3042 | 21.9318 | 318.3626 | National | 46.0995 | National | 9
VEN | Anzoategui | 1527832 | 4.3042 | 21.9318 | 318.3626 | National | 46.0995 | National | 92
VEN | Apure | 477167 | 4.3042 | 21.9318 | 318.3626 | National | 46.0995 | National | 29
VEN | Aragua | 1694738 | 4.3042 | 21.9318 | 318.3626 | National | 46.0995 | National | 103
VEN | Barinas | 848521 | 4.3042 | 21.9318 | 318.3626 | National | 46.0995 | National | 51
VEN | Bolivar | 1468956 | 4.3042 | 21.9318 | 318.3626 | National | 46.0995 | National | 89
VEN | Carabobo | 2334493 | 4.3042 | 21.9318 | 318.3626 | National | 46.0995 | National | 141
VEN | Cojedes | 335934 | 4.3042 | 21.9318 | 318.3626 | National | 46.0995 | National | 20
VEN | Delta Amacuro | 172066 | 4.3042 | 21.9318 | 318.3626 | National | 46.0995 | National | 10
VEN | Distrito Federal | 2020721 | 4.3042 | 21.9318 | 318.3626 | National | 46.0995 | National | 122
VEN | Falcon | 938526 | 4.3042 | 21.9318 | 318.3626 | National | 46.0995 | National | 57
VEN | Guarico | 777289 | 4.3042 | 21.9318 | 318.3626 | National | 46.0995 | National | 47
VEN | Lara | 1845006 | 4.3042 | 21.9318 | 318.3626 | National | 46.0995 | National | 112
VEN | Merida | 861337 | 4.3042 | 21.9318 | 318.3626 | National | 46.0995 | National | 52
VEN | Miranda | 2780884 | 4.3042 | 21.9318 | 318.3626 | National | 46.0995 | National | 168
VEN | Monagas | 941226 | 4.3042 | 21.9318 | 318.3626 | National | 46.0995 | National | 57
VEN | Nueva Esparta | 511038 | 4.3042 | 21.9318 | 318.3626 | National | 46.0995 | National | 31
VEN | Portuguesa | 911133 | 4.3042 | 21.9318 | 318.3626 | National | 46.0995 | National | 55
VEN | Sucre | 931707 | 4.3042 | 21.9318 | 318.3626 | National | 46.0995 | National | 56
VEN | Tachira | 1215102 | 4.3042 | 21.9318 | 318.3626 | National | 46.0995 | National | 74
VEN | Trujillo | 713491 | 4.3042 | 21.9318 | 318.3626 | National | 46.0995 | National | 43
VEN | Vargas | 366867 | 4.3042 | 21.9318 | 318.3626 | National | 46.0995 | National | 22
VEN | Yaracuy | 624599 | 4.3042 | 21.9318 | 318.3626 | National | 46.0995 | National | 38
VEN | Zulia | 3850799 | 4.3042 | 21.9318 | 318.3626 | National | 46.0995 | National | 233
VNM | An Giang | 1850641 | 2.8995 | 15.7418 | 258.3968 | National | 173.3902 | National | 28
VNM | Ba Ria - Vung Tau | 1163300 | 2.8995 | 15.7418 | 258.3968 | National | 173.3902 | National | 18
VNM | Bac Giang | 1842998 | 2.8995 | 15.7418 | 258.3968 | National | 173.3902 | National | 28
VNM | Bac Kan | 312747 | 2.8995 | 15.7418 | 258.3968 | National | 173.3902 | National | 5
VNM | Bac Lieu | 912185 | 2.8995 | 15.7418 | 258.3968 | National | 173.3902 | National | 14
VNM | Bac Ninh | 1473407 | 2.8995 | 15.7418 | 258.3968 | National | 173.3902 | National | 23
VNM | Ben Tre | 1276012 | 2.8995 | 15.7418 | 258.3968 | National | 173.3902 | National | 20
VNM | Binh Dinh | 1469745 | 2.8995 | 15.7418 | 258.3968 | National | 173.3902 | National | 23
VNM | Binh Duong | 2759802 | 2.8995 | 15.7418 | 258.3968 | National | 173.3902 | National | 42
VNM | Binh Phuoc | 1007754 | 2.8995 | 15.7418 | 258.3968 | National | 173.3902 | National | 15
VNM | Binh Thuan | 1235509 | 2.8995 | 15.7418 | 258.3968 | National | 173.3902 | National | 19
VNM | Ca Mau | 1173094 | 2.8995 | 15.7418 | 258.3968 | National | 173.3902 | National | 18
VNM | Can Tho city | 1266386 | 2.8995 | 15.7418 | 258.3968 | National | 173.3902 | National | 19
VNM | Cao Bang | 532270 | 2.8995 | 15.7418 | 258.3968 | National | 173.3902 | National | 8
VNM | Da Nang city | 1209230 | 2.8995 | 15.7418 | 258.3968 | National | 173.3902 | National | 19
VNM | Dak Lak | 1890619 | 2.8995 | 15.7418 | 258.3968 | National | 173.3902 | National | 29
VNM | Dak Nong | 643733 | 2.8995 | 15.7418 | 258.3968 | National | 173.3902 | National | 10
VNM | Dien Bien | 619908 | 2.8995 | 15.7418 | 258.3968 | National | 173.3902 | National | 10
VNM | Dong Nai | 3226567 | 2.8995 | 15.7418 | 258.3968 | National | 173.3902 | National | 50
VNM | Dong Thap | 1568982 | 2.8995 | 15.7418 | 258.3968 | National | 173.3902 | National | 24
VNM | Gia Lai | 1555562 | 2.8995 | 15.7418 | 258.3968 | National | 173.3902 | National | 24
VNM | Ha Giang | 875111 | 2.8995 | 15.7418 | 258.3968 | National | 173.3902 | National | 13
VNM | Ha Nam | 858731 | 2.8995 | 15.7418 | 258.3968 | National | 173.3902 | National | 13
VNM | Ha Noi | 8463011 | 2.8995 | 15.7418 | 258.3968 | National | 173.3902 | National | 130
VNM | Ha Tinh | 1286693 | 2.8995 | 15.7418 | 258.3968 | National | 173.3902 | National | 20
VNM | Hai Duong | 1919631 | 2.8995 | 15.7418 | 258.3968 | National | 173.3902 | National | 30
VNM | Hai Phong city | 2065510 | 2.8995 | 15.7418 | 258.3968 | National | 173.3902 | National | 32
VNM | Hau Giang | 718322 | 2.8995 | 15.7418 | 258.3968 | National | 173.3902 | National | 11
VNM | Ho Chi Minh city | 9457201 | 2.8995 | 15.7418 | 258.3968 | National | 173.3902 | National | 145
VNM | Hoa Binh | 863795 | 2.8995 | 15.7418 | 258.3968 | National | 173.3902 | National | 13
VNM | Hung Yen | 1276168 | 2.8995 | 15.7418 | 258.3968 | National | 173.3902 | National | 20
VNM | Khanh Hoa | 1238318 | 2.8995 | 15.7418 | 258.3968 | National | 173.3902 | National | 19
VNM | Kien Giang | 1719811 | 2.8995 | 15.7418 | 258.3968 | National | 173.3902 | National | 26
VNM | Kon Tum | 560849 | 2.8995 | 15.7418 | 258.3968 | National | 173.3902 | National | 9
VNM | Lai Chau | 479089 | 2.8995 | 15.7418 | 258.3968 | National | 173.3902 | National | 7
VNM | Lam Dong | 1315220 | 2.8995 | 15.7418 | 258.3968 | National | 173.3902 | National | 20
VNM | Lang Son | 786734 | 2.8995 | 15.7418 | 258.3968 | National | 173.3902 | National | 12
VNM | Lao Cai | 751710 | 2.8995 | 15.7418 | 258.3968 | National | 173.3902 | National | 12
VNM | Long An | 1731250 | 2.8995 | 15.7418 | 258.3968 | National | 173.3902 | National | 27
VNM | Nam Dinh | 1761835 | 2.8995 | 15.7418 | 258.3968 | National | 173.3902 | National | 27
VNM | Nghe An | 3384327 | 2.8995 | 15.7418 | 258.3968 | National | 173.3902 | National | 52
VNM | Ninh Binh | 990071 | 2.8995 | 15.7418 | 258.3968 | National | 173.3902 | National | 15
VNM | Ninh Thuan | 590082 | 2.8995 | 15.7418 | 258.3968 | National | 173.3902 | National | 9
VNM | Phu Tho | 1484343 | 2.8995 | 15.7418 | 258.3968 | National | 173.3902 | National | 23
VNM | Phu Yen | 863636 | 2.8995 | 15.7418 | 258.3968 | National | 173.3902 | National | 13
VNM | Quang Binh | 896792 | 2.8995 | 15.7418 | 258.3968 | National | 173.3902 | National | 14
VNM | Quang Nam | 1492677 | 2.8995 | 15.7418 | 258.3968 | National | 173.3902 | National | 23
VNM | Quang Ngai | 1214931 | 2.8995 | 15.7418 | 258.3968 | National | 173.3902 | National | 19
VNM | Quang Ninh | 1340973 | 2.8995 | 15.7418 | 258.3968 | National | 173.3902 | National | 21
VNM | Quang Tri | 625010 | 2.8995 | 15.7418 | 258.3968 | National | 173.3902 | National | 10
VNM | Soc Trang | 1173451 | 2.8995 | 15.7418 | 258.3968 | National | 173.3902 | National | 18
VNM | Son La | 1284649 | 2.8995 | 15.7418 | 258.3968 | National | 173.3902 | National | 20
VNM | Tay Ninh | 1158966 | 2.8995 | 15.7418 | 258.3968 | National | 173.3902 | National | 18
VNM | Thai Binh | 1861354 | 2.8995 | 15.7418 | 258.3968 | National | 173.3902 | National | 29
VNM | Thai Nguyen | 1326741 | 2.8995 | 15.7418 | 258.3968 | National | 173.3902 | National | 20
VNM | Thanh Hoa | 3670030 | 2.8995 | 15.7418 | 258.3968 | National | 173.3902 | National | 56
VNM | Thua Thien Hue | 1126443 | 2.8995 | 15.7418 | 258.3968 | National | 173.3902 | National | 17
VNM | Tien Giang | 1768817 | 2.8995 | 15.7418 | 258.3968 | National | 173.3902 | National | 27
VNM | Tra Vinh | 1001291 | 2.8995 | 15.7418 | 258.3968 | National | 173.3902 | National | 15
VNM | Tuyen Quang | 790030 | 2.8995 | 15.7418 | 258.3968 | National | 173.3902 | National | 12
VNM | Vinh Long | 1011514 | 2.8995 | 15.7418 | 258.3968 | National | 173.3902 | National | 16
VNM | Vinh Phuc | 1171717 | 2.8995 | 15.7418 | 258.3968 | National | 173.3902 | National | 18
VNM | Yen Bai | 839572 | 2.8995 | 15.7418 | 258.3968 | National | 173.3902 | National | 13
VUT | Malampa | 46290 | 6.5702 | 16.097 | 113.6647 | National | 34.468 | National | 19
VUT | Penama | 38782 | 6.5702 | 16.097 | 113.6647 | National | 34.468 | National | 16
VUT | Sanma | 66299 | 6.5702 | 16.097 | 113.6647 | National | 34.468 | National | 27
VUT | Shefa | 113247 | 6.5702 | 16.097 | 113.6647 | National | 34.468 | National | 47
VUT | Tafea | 49781 | 6.5702 | 16.097 | 113.6647 | National | 34.468 | National | 21
VUT | Torba | 12342 | 6.5702 | 16.097 | 113.6647 | National | 34.468 | National | 5
YEM | Abyan | 757037 | 0.81467 | 2.8244 | 20.8516 | National | 48.5118 | National | 69
YEM | Ad Dali' | 813475 | 0.81467 | 2.8244 | 20.8516 | National | 48.5118 | National | 74
YEM | Aden | 1035691 | 0.81467 | 2.8244 | 20.8516 | National | 48.5118 | National | 95
YEM | Al Bayda | 985718 | 0.81467 | 2.8244 | 20.8516 | National | 48.5118 | National | 90
YEM | Al Hodeidah | 3714558 | 0.81467 | 2.8244 | 20.8516 | National | 48.5118 | National | 340
YEM | Al Jawf | 748527 | 0.81467 | 2.8244 | 20.8516 | National | 48.5118 | National | 68
YEM | Al Maharah | 156776 | 0.81467 | 2.8244 | 20.8516 | National | 48.5118 | National | 14
YEM | Al Mahwit | 852655 | 0.81467 | 2.8244 | 20.8516 | National | 48.5118 | National | 78
YEM | Amran | 1533904 | 0.81467 | 2.8244 | 20.8516 | National | 48.5118 | National | 140
YEM | Dhamar | 2274617 | 0.81467 | 2.8244 | 20.8516 | National | 48.5118 | National | 208
YEM | Hadramawt | 1711378 | 0.81467 | 2.8244 | 20.8516 | National | 48.5118 | National | 156
YEM | Hajjah | 2513532 | 0.81467 | 2.8244 | 20.8516 | National | 48.5118 | National | 230
YEM | Ibb | 3635550 | 0.81467 | 2.8244 | 20.8516 | National | 48.5118 | National | 332
YEM | Lahj | 1228669 | 0.81467 | 2.8244 | 20.8516 | National | 48.5118 | National | 112
YEM | Ma'rib | 406955 | 0.81467 | 2.8244 | 20.8516 | National | 48.5118 | National | 37
YEM | Raymah | 676189 | 0.81467 | 2.8244 | 20.8516 | National | 48.5118 | National | 62
YEM | Sa'dah | 1190758 | 0.81467 | 2.8244 | 20.8516 | National | 48.5118 | National | 109
YEM | Sana'a | 1453072 | 0.81467 | 2.8244 | 20.8516 | National | 48.5118 | National | 133
YEM | Sana'a City | 2995813 | 0.81467 | 2.8244 | 20.8516 | National | 48.5118 | National | 274
YEM | Shabwah | 824219 | 0.81467 | 2.8244 | 20.8516 | National | 48.5118 | National | 75
YEM | Socotra | 76127 | 0.81467 | 2.8244 | 20.8516 | National | 48.5118 | National | 7
YEM | Ta'iz | 4111372 | 0.81467 | 2.8244 | 20.8516 | National | 48.5118 | National | 376
ZAF | Eastern Cape | 6906384 | 539.6641 | 441.0412 | 12585.9639 | Subnational | 511.8513 | National | 203
ZAF | Free State | 2825518 | 539.6641 | 324.0114 | 14378.8856 | Subnational | 511.8513 | National | 83
ZAF | Gauteng | 15656861 | 539.6641 | 265.8898 | 11572.5496 | Subnational | 511.8513 | National | 460
ZAF | KwaZulu-Natal | 11051766 | 539.6641 | 357.228 | 18018.5321 | Subnational | 511.8513 | National | 325
ZAF | Limpopo | 5863054 | 539.6641 | 394.9136 | 11491.0079 | Subnational | 511.8513 | National | 172
ZAF | Mpumalanga | 4823742 | 539.6641 | 356.0099 | 15208.8565 | Subnational | 511.8513 | National | 142
ZAF | North West | 4121943 | 539.6641 | 383.4599 | 12842.8996 | Subnational | 511.8513 | National | 121
ZAF | Nothern Cape | 1327234 | 539.6641 | 297.1594 | 8189.2869 | Subnational | 511.8513 | National | 39
ZAF | Western Cape | 7317387 | 539.6641 | 236.9425 | 7731.9814 | Subnational | 511.8513 | National | 215
ZMB | Central | 2189525 | 443.8514 | 214.9325 | 6791.2903 | Subnational | 308.117 | National | 28
ZMB | Copperbelt | 2725649 | 443.8514 | 269.0368 | 9789.8519 | Subnational | 308.117 | National | 35
ZMB | Eastern | 2383263 | 443.8514 | 129.1507 | 4580.5687 | Subnational | 308.117 | National | 30
ZMB | Luapula | 1864398 | 443.8514 | 125.6706 | 3834.3208 | Subnational | 308.117 | National | 24
ZMB | Lusaka | 3748741 | 443.8514 | 223.6217 | 8797.7804 | Subnational | 308.117 | National | 48
ZMB | Muchinga | 1067458 | 443.8514 | 112.0419 | 3456.5294 | Subnational | 308.117 | National | 14
ZMB | Northern | 1697815 | 443.8514 | 100.7177 | 3323.2714 | Subnational | 308.117 | National | 22
ZMB | North-Western | 1042813 | 443.8514 | 134.6358 | 3920.2618 | Subnational | 308.117 | National | 13
ZMB | Southern | 2128763 | 443.8514 | 198.566 | 7061.8946 | Subnational | 308.117 | National | 27
ZMB | Western | 1169248 | 443.8514 | 202.6944 | 7721.202 | Subnational | 308.117 | National | 15
ZWE | Bulawayo | 763392 | 461.2166 | 149.7265 | 10027.3516 | Subnational | 187.5759 | National | 41
ZWE | Harare | 2856643 | 461.2166 | 116.9905 | 7296.7466 | Subnational | 187.5759 | National | 155
ZWE | Manicaland | 2057963 | 461.2166 | 72.5961 | 5962.2549 | Subnational | 187.5759 | National | 111
ZWE | Mashonaland Central | 1485603 | 461.2166 | 76.8038 | 6389.3247 | Subnational | 187.5759 | National | 80
ZWE | Mashonaland East | 1684101 | 461.2166 | 153.4944 | 9122.9683 | Subnational | 187.5759 | National | 91
ZWE | Mashonaland West | 1905421 | 461.2166 | 105.4885 | 7195.995 | Subnational | 187.5759 | National | 103
ZWE | Masvingo | 1816804 | 461.2166 | 165.3453 | 7946.702 | Subnational | 187.5759 | National | 98
ZWE | Matabeleland North | 911007 | 461.2166 | 109.11 | 8508.4966 | Subnational | 187.5759 | National | 49
ZWE | Matabeleland South | 829310 | 461.2166 | 227.6591 | 11968.0216 | Subnational | 187.5759 | National | 45
ZWE | Midlands | 2010318 | 461.2166 | 136.4461 | 7791.3544 | Subnational | 187.5759 | National | 109